## Guide
BS PD 7974/5/2014 Section 8.5
FIRE ENGINEERING GUIDE TO ADEQUATE FIREFIGHTING WATER
(150mm rising mains in commercial buildings and 100mm in residential provide the best design solutions but no single rising fire main as a standalone should flow less than 1,000 L/min)
Size of largest compartment (m2)
Height of storage (default 1 metre)
Design calculation by: |  |  | Firefighting Water Requirement (L/min):
Fire Load Density value (MJ/m2)
Occupancy calculation by Floor Area (m2)
Travelling fire (<4 m ceiling) (>500 m2) | No | Hide
Reduction in firefighting water for sprinklers
FIRE SERVICE INTERVENTION CAPABILITY
Fire Growth (t2)
Fire Service water applied to fire from time of call (seconds)
Size of fire at Fire Service primary attack (MW):
Water flow required at Fire Service Primary attack (L/min):
ON-SCENE FIREFIGHTING "RULE OF THUMB" ESTIMATE
Estimated size of Fire (m2)
Building type (purpose group)
Water flow required (L/min)

## LUT (hidden)
Height of Storage |  |  | Estimated size of fire |  | Purpose group |  |  | Design calculation |  | Occupancy calculation by floor area |  |  | Travelling fire |  | Reduction in ff water |  | Fire Growth |  |  |  | Equations | Reduction | Equation/s needed
Description | Code | Selected | Descriptiong | Code | Description | Code | Selected | Description | Code | Description | Code | Selected | Description | Code | Description | Code | Description | Code | HRCC (MW) | HRCC selected | Eq4a |  | #N/A | #N/A
1 metre | 1 |  | 25 | 1 | All other buildings | 1 | #N/A | Fire Load Density | 1 | Dwelling | 1 | #N/A | Yes | 1 | 0% | 1 | Slow | 1 | #VALUE! |  | Eq1 |  | Eq6
2 metres | 2 |  | 50 | 2 | Industrial / storage | 2 |  | Occupancy and Floor Area (m2) | 2 | Residential (institutional) | 2 |  | No | 2 | 20% | 2 | Medium | 2 | #VALUE! |  | Eq3 |  | Total | #N/A
3 metres | 3 |  | 75 | 3 | [5 empty] | Residential (other) | 2 |  |  |  | 30% | 3 | Fast | 3 | #VALUE! |  | Eq2
4 metres | 4 |  | 100 | 4 | [5 empty] | Assembly & Recreation | 2 |  |  |  | 40% | 4 | Ultra fast | 4 | #VALUE! |  | Eq6
5 metres | 5 |  | 125 | 5 | [5 empty] | Offices | 2 | [9 empty] | Eq5
6 metres | 6 |  | 150 | 6 | [5 empty] | Shop & Commercial | 2 | [11 empty] | 0
7 metres | 7 |  | 175 | 7 | [5 empty] | Industrial / Storage | 3 | [11 empty] | 2107.3794 | 2221.5292
8 metres | 8 |  | 200 | 8
9 metres | 9 |  | 225 | 9 | [18 empty] | 0
10 metres | 10 |  | 250 | 10 | [18 empty] | 3117.066 | 2221.5292
11 metres | 11 |  | 275 | 11
12 metres | 12 |  | 300 | 12
13 metres | 13 |  | 325 | 13
14 metres | 14 |  | 350 | 14
15 metres | 15 |  | 375 | 15
16 metres | 16 |  | 400 | 16
17 metres | 17 |  | 425 | 17
18 metres | 18 |  | 450 | 18
19 metres | 19 |  | 475 | 19
20 metres | 20 |  | 500 | 20

## PHRR (hidden)
SLOW |  | MEDIUM |  | FAST |  | ULTRA FAST
alpha | 0.00293 | alpha | 0.01172 | alpha | 0.0469 | alpha | 0.1876
Time (s) | HRR (kW) | Time (s) | HRR (kW) | Time (s) | HRR (kW) | Time (s) | HRR (kW)
0 | 0 | 0 | 0 | 0 | 0 | 0 | 0
1 | 0.00293 | 1 | 0.01172 | 1 | 0.0469 | 1 | 0.1876
2 | 0.01172 | 2 | 0.04688 | 2 | 0.1876 | 2 | 0.7504
3 | 0.02637 | 3 | 0.10548 | 3 | 0.4221 | 3 | 1.6884
4 | 0.04688 | 4 | 0.18752 | 4 | 0.7504 | 4 | 3.0016
5 | 0.07325 | 5 | 0.293 | 5 | 1.1725 | 5 | 4.69
6 | 0.10548 | 6 | 0.42192 | 6 | 1.6884 | 6 | 6.7536
7 | 0.14357 | 7 | 0.57428 | 7 | 2.2981 | 7 | 9.1924
8 | 0.18752 | 8 | 0.75008 | 8 | 3.0016 | 8 | 12.0064
9 | 0.23733 | 9 | 0.94932 | 9 | 3.7989 | 9 | 15.1956
10 | 0.293 | 10 | 1.172 | 10 | 4.69 | 10 | 18.76
11 | 0.35453 | 11 | 1.4181 | 11 | 5.6749 | 11 | 22.6996
12 | 0.42192 | 12 | 1.6877 | 12 | 6.7536 | 12 | 27.0144
13 | 0.49517 | 13 | 1.9807 | 13 | 7.9261 | 13 | 31.7044
14 | 0.57428 | 14 | 2.2971 | 14 | 9.1924 | 14 | 36.7696
15 | 0.65925 | 15 | 2.637 | 15 | 10.5525 | 15 | 42.21
16 | 0.75008 | 16 | 3.0003 | 16 | 12.0064 | 16 | 48.0256
17 | 0.84677 | 17 | 3.3871 | 17 | 13.5541 | 17 | 54.2164
18 | 0.94932 | 18 | 3.7973 | 18 | 15.1956 | 18 | 60.7824
19 | 1.0577 | 19 | 4.2309 | 19 | 16.9309 | 19 | 67.7236
20 | 1.172 | 20 | 4.688 | 20 | 18.76 | 20 | 75.04
21 | 1.2921 | 21 | 5.1685 | 21 | 20.6829 | 21 | 82.7316
22 | 1.4181 | 22 | 5.6725 | 22 | 22.6996 | 22 | 90.7984
23 | 1.55 | 23 | 6.1999 | 23 | 24.8101 | 23 | 99.2404
24 | 1.6877 | 24 | 6.7507 | 24 | 27.0144 | 24 | 108.0576
25 | 1.8313 | 25 | 7.325 | 25 | 29.3125 | 25 | 117.25
26 | 1.9807 | 26 | 7.9227 | 26 | 31.7044 | 26 | 126.8176
27 | 2.136 | 27 | 8.5439 | 27 | 34.1901 | 27 | 136.7604
28 | 2.2971 | 28 | 9.1885 | 28 | 36.7696 | 28 | 147.0784
29 | 2.4641 | 29 | 9.8565 | 29 | 39.4429 | 29 | 157.7716
30 | 2.637 | 30 | 10.548 | 30 | 42.21 | 30 | 168.84
31 | 2.8157 | 31 | 11.2629 | 31 | 45.0709 | 31 | 180.2836
32 | 3.0003 | 32 | 12.0013 | 32 | 48.0256 | 32 | 192.1024
33 | 3.1908 | 33 | 12.7631 | 33 | 51.0741 | 33 | 204.2964
34 | 3.3871 | 34 | 13.5483 | 34 | 54.2164 | 34 | 216.8656
35 | 3.5892 | 35 | 14.357 | 35 | 57.4525 | 35 | 229.81
36 | 3.7973 | 36 | 15.1891 | 36 | 60.7824 | 36 | 243.1296
37 | 4.0112 | 37 | 16.0447 | 37 | 64.2061 | 37 | 256.8244
38 | 4.2309 | 38 | 16.9237 | 38 | 67.7236 | 38 | 270.8944
39 | 4.4565 | 39 | 17.8261 | 39 | 71.3349 | 39 | 285.3396
40 | 4.688 | 40 | 18.752 | 40 | 75.04 | 40 | 300.16
41 | 4.9253 | 41 | 19.7013 | 41 | 78.8389 | 41 | 315.3556
42 | 5.1685 | 42 | 20.6741 | 42 | 82.7316 | 42 | 330.9264
43 | 5.4176 | 43 | 21.6703 | 43 | 86.7181 | 43 | 346.8724
44 | 5.6725 | 44 | 22.6899 | 44 | 90.7984 | 44 | 363.1936
45 | 5.9333 | 45 | 23.733 | 45 | 94.9725 | 45 | 379.89
46 | 6.1999 | 46 | 24.7995 | 46 | 99.2404 | 46 | 396.9616
47 | 6.4724 | 47 | 25.8895 | 47 | 103.6021 | 47 | 414.4084
48 | 6.7507 | 48 | 27.0029 | 48 | 108.0576 | 48 | 432.2304
49 | 7.0349 | 49 | 28.1397 | 49 | 112.6069 | 49 | 450.4276
50 | 7.325 | 50 | 29.3 | 50 | 117.25 | 50 | 469
51 | 7.6209 | 51 | 30.4837 | 51 | 121.9869 | 51 | 487.9476
52 | 7.9227 | 52 | 31.6909 | 52 | 126.8176 | 52 | 507.2704
53 | 8.2304 | 53 | 32.9215 | 53 | 131.7421 | 53 | 526.9684
54 | 8.5439 | 54 | 34.1755 | 54 | 136.7604 | 54 | 547.0416
55 | 8.8633 | 55 | 35.453 | 55 | 141.8725 | 55 | 567.49
56 | 9.1885 | 56 | 36.7539 | 56 | 147.0784 | 56 | 588.3136
57 | 9.5196 | 57 | 38.0783 | 57 | 152.3781 | 57 | 609.5124
58 | 9.8565 | 58 | 39.4261 | 58 | 157.7716 | 58 | 631.0864
59 | 10.1993 | 59 | 40.7973 | 59 | 163.2589 | 59 | 653.0356
60 | 10.548 | 60 | 42.192 | 60 | 168.84 | 60 | 675.36
61 | 10.9025 | 61 | 43.6101 | 61 | 174.5149 | 61 | 698.0596
62 | 11.2629 | 62 | 45.0517 | 62 | 180.2836 | 62 | 721.1344
63 | 11.6292 | 63 | 46.5167 | 63 | 186.1461 | 63 | 744.5844
64 | 12.0013 | 64 | 48.0051 | 64 | 192.1024 | 64 | 768.4096
65 | 12.3793 | 65 | 49.517 | 65 | 198.1525 | 65 | 792.61
66 | 12.7631 | 66 | 51.0523 | 66 | 204.2964 | 66 | 817.1856
67 | 13.1528 | 67 | 52.6111 | 67 | 210.5341 | 67 | 842.1364
68 | 13.5483 | 68 | 54.1933 | 68 | 216.8656 | 68 | 867.4624
69 | 13.9497 | 69 | 55.7989 | 69 | 223.2909 | 69 | 893.1636
70 | 14.357 | 70 | 57.428 | 70 | 229.81 | 70 | 919.24
71 | 14.7701 | 71 | 59.0805 | 71 | 236.4229 | 71 | 945.6916
72 | 15.1891 | 72 | 60.7565 | 72 | 243.1296 | 72 | 972.5184
73 | 15.614 | 73 | 62.4559 | 73 | 249.9301 | 73 | 999.7204
74 | 16.0447 | 74 | 64.1787 | 74 | 256.8244 | 74 | 1027.2976
75 | 16.4812 | 75 | 65.925 | 75 | 263.8125 | 75 | 1055.25
76 | 16.9237 | 76 | 67.6947 | 76 | 270.8944 | 76 | 1083.5776
77 | 17.372 | 77 | 69.4879 | 77 | 278.0701 | 77 | 1112.2804
78 | 17.8261 | 78 | 71.3045 | 78 | 285.3396 | 78 | 1141.3584
79 | 18.2861 | 79 | 73.1445 | 79 | 292.7029 | 79 | 1170.8116
80 | 18.752 | 80 | 75.008 | 80 | 300.16 | 80 | 1200.64
81 | 19.2237 | 81 | 76.8949 | 81 | 307.7109 | 81 | 1230.8436
82 | 19.7013 | 82 | 78.8053 | 82 | 315.3556 | 82 | 1261.4224
83 | 20.1848 | 83 | 80.7391 | 83 | 323.0941 | 83 | 1292.3764
84 | 20.6741 | 84 | 82.6963 | 84 | 330.9264 | 84 | 1323.7056
85 | 21.1693 | 85 | 84.677 | 85 | 338.8525 | 85 | 1355.41
86 | 21.6703 | 86 | 86.6811 | 86 | 346.8724 | 86 | 1387.4896
87 | 22.1772 | 87 | 88.7087 | 87 | 354.9861 | 87 | 1419.9444
88 | 22.6899 | 88 | 90.7597 | 88 | 363.1936 | 88 | 1452.7744
89 | 23.2085 | 89 | 92.8341 | 89 | 371.4949 | 89 | 1485.9796
90 | 23.733 | 90 | 94.932 | 90 | 379.89 | 90 | 1519.56
91 | 24.2633 | 91 | 97.0533 | 91 | 388.3789 | 91 | 1553.5156
92 | 24.7995 | 92 | 99.1981 | 92 | 396.9616 | 92 | 1587.8464
93 | 25.3416 | 93 | 101.3663 | 93 | 405.6381 | 93 | 1622.5524
94 | 25.8895 | 94 | 103.5579 | 94 | 414.4084 | 94 | 1657.6336
95 | 26.4432 | 95 | 105.773 | 95 | 423.2725 | 95 | 1693.09
96 | 27.0029 | 96 | 108.0115 | 96 | 432.2304 | 96 | 1728.9216
97 | 27.5684 | 97 | 110.2735 | 97 | 441.2821 | 97 | 1765.1284
98 | 28.1397 | 98 | 112.5589 | 98 | 450.4276 | 98 | 1801.7104
99 | 28.7169 | 99 | 114.8677 | 99 | 459.6669 | 99 | 1838.6676
100 | 29.3 | 100 | 117.2 | 100 | 469 | 100 | 1876
101 | 29.8889 | 101 | 119.5557 | 101 | 478.4269 | 101 | 1913.7076
102 | 30.4837 | 102 | 121.9349 | 102 | 487.9476 | 102 | 1951.7904
103 | 31.0844 | 103 | 124.3375 | 103 | 497.5621 | 103 | 1990.2484
104 | 31.6909 | 104 | 126.7635 | 104 | 507.2704 | 104 | 2029.0816
105 | 32.3032 | 105 | 129.213 | 105 | 517.0725 | 105 | 2068.29
106 | 32.9215 | 106 | 131.6859 | 106 | 526.9684 | 106 | 2107.8736
107 | 33.5456 | 107 | 134.1823 | 107 | 536.9581 | 107 | 2147.8324
108 | 34.1755 | 108 | 136.7021 | 108 | 547.0416 | 108 | 2188.1664
109 | 34.8113 | 109 | 139.2453 | 109 | 557.2189 | 109 | 2228.8756
110 | 35.453 | 110 | 141.812 | 110 | 567.49 | 110 | 2269.96
111 | 36.1005 | 111 | 144.4021 | 111 | 577.8549 | 111 | 2311.4196
112 | 36.7539 | 112 | 147.0157 | 112 | 588.3136 | 112 | 2353.2544
113 | 37.4132 | 113 | 149.6527 | 113 | 598.8661 | 113 | 2395.4644
114 | 38.0783 | 114 | 152.3131 | 114 | 609.5124 | 114 | 2438.0496
115 | 38.7493 | 115 | 154.997 | 115 | 620.2525 | 115 | 2481.01
116 | 39.4261 | 116 | 157.7043 | 116 | 631.0864 | 116 | 2524.3456
117 | 40.1088 | 117 | 160.4351 | 117 | 642.0141 | 117 | 2568.0564
118 | 40.7973 | 118 | 163.1893 | 118 | 653.0356 | 118 | 2612.1424
119 | 41.4917 | 119 | 165.9669 | 119 | 664.1509 | 119 | 2656.6036
120 | 42.192 | 120 | 168.768 | 120 | 675.36 | 120 | 2701.44
121 | 42.8981 | 121 | 171.5925 | 121 | 686.6629 | 121 | 2746.6516
122 | 43.6101 | 122 | 174.4405 | 122 | 698.0596 | 122 | 2792.2384
123 | 44.328 | 123 | 177.3119 | 123 | 709.5501 | 123 | 2838.2004
124 | 45.0517 | 124 | 180.2067 | 124 | 721.1344 | 124 | 2884.5376
125 | 45.7812 | 125 | 183.125 | 125 | 732.8125 | 125 | 2931.25
126 | 46.5167 | 126 | 186.0667 | 126 | 744.5844 | 126 | 2978.3376
127 | 47.258 | 127 | 189.0319 | 127 | 756.4501 | 127 | 3025.8004
128 | 48.0051 | 128 | 192.0205 | 128 | 768.4096 | 128 | 3073.6384
129 | 48.7581 | 129 | 195.0325 | 129 | 780.4629 | 129 | 3121.8516
130 | 49.517 | 130 | 198.068 | 130 | 792.61 | 130 | 3170.44
131 | 50.2817 | 131 | 201.1269 | 131 | 804.8509 | 131 | 3219.4036
132 | 51.0523 | 132 | 204.2093 | 132 | 817.1856 | 132 | 3268.7424
133 | 51.8288 | 133 | 207.3151 | 133 | 829.6141 | 133 | 3318.4564
134 | 52.6111 | 134 | 210.4443 | 134 | 842.1364 | 134 | 3368.5456
135 | 53.3993 | 135 | 213.597 | 135 | 854.7525 | 135 | 3419.01
136 | 54.1933 | 136 | 216.7731 | 136 | 867.4624 | 136 | 3469.8496
137 | 54.9932 | 137 | 219.9727 | 137 | 880.2661 | 137 | 3521.0644
138 | 55.7989 | 138 | 223.1957 | 138 | 893.1636 | 138 | 3572.6544
139 | 56.6105 | 139 | 226.4421 | 139 | 906.1549 | 139 | 3624.6196
140 | 57.428 | 140 | 229.712 | 140 | 919.24 | 140 | 3676.96
141 | 58.2513 | 141 | 233.0053 | 141 | 932.4189 | 141 | 3729.6756
142 | 59.0805 | 142 | 236.3221 | 142 | 945.6916 | 142 | 3782.7664
143 | 59.9156 | 143 | 239.6623 | 143 | 959.0581 | 143 | 3836.2324
144 | 60.7565 | 144 | 243.0259 | 144 | 972.5184 | 144 | 3890.0736
145 | 61.6033 | 145 | 246.413 | 145 | 986.0725 | 145 | 3944.29
146 | 62.4559 | 146 | 249.8235 | 146 | 999.7204 | 146 | 3998.8816
147 | 63.3144 | 147 | 253.2575 | 147 | 1013.4621 | 147 | 4053.8484
148 | 64.1787 | 148 | 256.7149 | 148 | 1027.2976 | 148 | 4109.1904
149 | 65.0489 | 149 | 260.1957 | 149 | 1041.2269 | 149 | 4164.9076
150 | 65.925 | 150 | 263.7 | 150 | 1055.25 | 150 | 4221
151 | 66.8069 | 151 | 267.2277 | 151 | 1069.3669 | 151 | 4277.4676
152 | 67.6947 | 152 | 270.7789 | 152 | 1083.5776 | 152 | 4334.3104
153 | 68.5884 | 153 | 274.3535 | 153 | 1097.8821 | 153 | 4391.5284
154 | 69.4879 | 154 | 277.9515 | 154 | 1112.2804 | 154 | 4449.1216
155 | 70.3932 | 155 | 281.573 | 155 | 1126.7725 | 155 | 4507.09
156 | 71.3045 | 156 | 285.2179 | 156 | 1141.3584 | 156 | 4565.4336
157 | 72.2216 | 157 | 288.8863 | 157 | 1156.0381 | 157 | 4624.1524
158 | 73.1445 | 158 | 292.5781 | 158 | 1170.8116 | 158 | 4683.2464
159 | 74.0733 | 159 | 296.2933 | 159 | 1185.6789 | 159 | 4742.7156
160 | 75.008 | 160 | 300.032 | 160 | 1200.64 | 160 | 4802.56
161 | 75.9485 | 161 | 303.7941 | 161 | 1215.6949 | 161 | 4862.7796
162 | 76.8949 | 162 | 307.5797 | 162 | 1230.8436 | 162 | 4923.3744
163 | 77.8472 | 163 | 311.3887 | 163 | 1246.0861 | 163 | 4984.3444
164 | 78.8053 | 164 | 315.2211 | 164 | 1261.4224 | 164 | 5045.6896
165 | 79.7692 | 165 | 319.077 | 165 | 1276.8525 | 165 | 5107.41
166 | 80.7391 | 166 | 322.9563 | 166 | 1292.3764 | 166 | 5169.5056
167 | 81.7148 | 167 | 326.8591 | 167 | 1307.9941 | 167 | 5231.9764
168 | 82.6963 | 168 | 330.7853 | 168 | 1323.7056 | 168 | 5294.8224
169 | 83.6837 | 169 | 334.7349 | 169 | 1339.5109 | 169 | 5358.0436
170 | 84.677 | 170 | 338.708 | 170 | 1355.41 | 170 | 5421.64
171 | 85.6761 | 171 | 342.7045 | 171 | 1371.4029 | 171 | 5485.6116
172 | 86.6811 | 172 | 346.7245 | 172 | 1387.4896 | 172 | 5549.9584
173 | 87.692 | 173 | 350.7679 | 173 | 1403.6701 | 173 | 5614.6804
174 | 88.7087 | 174 | 354.8347 | 174 | 1419.9444 | 174 | 5679.7776
175 | 89.7313 | 175 | 358.925 | 175 | 1436.3125 | 175 | 5745.25
176 | 90.7597 | 176 | 363.0387 | 176 | 1452.7744 | 176 | 5811.0976
177 | 91.794 | 177 | 367.1759 | 177 | 1469.3301 | 177 | 5877.3204
178 | 92.8341 | 178 | 371.3365 | 178 | 1485.9796 | 178 | 5943.9184
179 | 93.8801 | 179 | 375.5205 | 179 | 1502.7229 | 179 | 6010.8916
180 | 94.932 | 180 | 379.728 | 180 | 1519.56 | 180 | 6078.24
181 | 95.9897 | 181 | 383.9589 | 181 | 1536.4909 | 181 | 6145.9636
182 | 97.0533 | 182 | 388.2133 | 182 | 1553.5156 | 182 | 6214.0624
183 | 98.1228 | 183 | 392.4911 | 183 | 1570.6341 | 183 | 6282.5364
184 | 99.1981 | 184 | 396.7923 | 184 | 1587.8464 | 184 | 6351.3856
185 | 100.2793 | 185 | 401.117 | 185 | 1605.1525 | 185 | 6420.61
186 | 101.3663 | 186 | 405.4651 | 186 | 1622.5524 | 186 | 6490.2096
187 | 102.4592 | 187 | 409.8367 | 187 | 1640.0461 | 187 | 6560.1844
188 | 103.5579 | 188 | 414.2317 | 188 | 1657.6336 | 188 | 6630.5344
189 | 104.6625 | 189 | 418.6501 | 189 | 1675.3149 | 189 | 6701.2596
190 | 105.773 | 190 | 423.092 | 190 | 1693.09 | 190 | 6772.36
191 | 106.8893 | 191 | 427.5573 | 191 | 1710.9589 | 191 | 6843.8356
192 | 108.0115 | 192 | 432.0461 | 192 | 1728.9216 | 192 | 6915.6864
193 | 109.1396 | 193 | 436.5583 | 193 | 1746.9781 | 193 | 6987.9124
194 | 110.2735 | 194 | 441.0939 | 194 | 1765.1284 | 194 | 7060.5136
195 | 111.4133 | 195 | 445.653 | 195 | 1783.3725 | 195 | 7133.49
196 | 112.5589 | 196 | 450.2355 | 196 | 1801.7104 | 196 | 7206.8416
197 | 113.7104 | 197 | 454.8415 | 197 | 1820.1421 | 197 | 7280.5684
198 | 114.8677 | 198 | 459.4709 | 198 | 1838.6676 | 198 | 7354.6704
199 | 116.0309 | 199 | 464.1237 | 199 | 1857.2869 | 199 | 7429.1476
200 | 117.2 | 200 | 468.8 | 200 | 1876 | 200 | 7504
201 | 118.3749 | 201 | 473.4997 | 201 | 1894.8069 | 201 | 7579.2276
202 | 119.5557 | 202 | 478.2229 | 202 | 1913.7076 | 202 | 7654.8304
203 | 120.7424 | 203 | 482.9695 | 203 | 1932.7021 | 203 | 7730.8084
204 | 121.9349 | 204 | 487.7395 | 204 | 1951.7904 | 204 | 7807.1616
205 | 123.1333 | 205 | 492.533 | 205 | 1970.9725 | 205 | 7883.89
206 | 124.3375 | 206 | 497.3499 | 206 | 1990.2484 | 206 | 7960.9936
207 | 125.5476 | 207 | 502.1903 | 207 | 2009.6181 | 207 | 8038.4724
208 | 126.7635 | 208 | 507.0541 | 208 | 2029.0816 | 208 | 8116.3264
209 | 127.9853 | 209 | 511.9413 | 209 | 2048.6389 | 209 | 8194.5556
210 | 129.213 | 210 | 516.852 | 210 | 2068.29 | 210 | 8273.16
211 | 130.4465 | 211 | 521.7861 | 211 | 2088.0349 | 211 | 8352.1396
212 | 131.6859 | 212 | 526.7437 | 212 | 2107.8736 | 212 | 8431.4944
213 | 132.9312 | 213 | 531.7247 | 213 | 2127.8061 | 213 | 8511.2244
214 | 134.1823 | 214 | 536.7291 | 214 | 2147.8324 | 214 | 8591.3296
215 | 135.4392 | 215 | 541.757 | 215 | 2167.9525 | 215 | 8671.81
216 | 136.7021 | 216 | 546.8083 | 216 | 2188.1664 | 216 | 8752.6656
217 | 137.9708 | 217 | 551.8831 | 217 | 2208.4741 | 217 | 8833.8964
218 | 139.2453 | 218 | 556.9813 | 218 | 2228.8756 | 218 | 8915.5024
219 | 140.5257 | 219 | 562.1029 | 219 | 2249.3709 | 219 | 8997.4836
220 | 141.812 | 220 | 567.248 | 220 | 2269.96 | 220 | 9079.84
221 | 143.1041 | 221 | 572.4165 | 221 | 2290.6429 | 221 | 9162.5716
222 | 144.4021 | 222 | 577.6085 | 222 | 2311.4196 | 222 | 9245.6784
223 | 145.706 | 223 | 582.8239 | 223 | 2332.2901 | 223 | 9329.1604
224 | 147.0157 | 224 | 588.0627 | 224 | 2353.2544 | 224 | 9413.0176
225 | 148.3313 | 225 | 593.325 | 225 | 2374.3125 | 225 | 9497.25
226 | 149.6527 | 226 | 598.6107 | 226 | 2395.4644 | 226 | 9581.8576
227 | 150.98 | 227 | 603.9199 | 227 | 2416.7101 | 227 | 9666.8404
228 | 152.3131 | 228 | 609.2525 | 228 | 2438.0496 | 228 | 9752.1984
229 | 153.6521 | 229 | 614.6085 | 229 | 2459.4829 | 229 | 9837.9316
230 | 154.997 | 230 | 619.988 | 230 | 2481.01 | 230 | 9924.04
231 | 156.3477 | 231 | 625.3909 | 231 | 2502.6309 | 231 | 10010.5236
232 | 157.7043 | 232 | 630.8173 | 232 | 2524.3456 | 232 | 10097.3824
233 | 159.0668 | 233 | 636.2671 | 233 | 2546.1541 | 233 | 10184.6164
234 | 160.4351 | 234 | 641.7403 | 234 | 2568.0564 | 234 | 10272.2256
235 | 161.8092 | 235 | 647.237 | 235 | 2590.0525 | 235 | 10360.21
236 | 163.1893 | 236 | 652.7571 | 236 | 2612.1424 | 236 | 10448.5696
237 | 164.5752 | 237 | 658.3007 | 237 | 2634.3261 | 237 | 10537.3044
238 | 165.9669 | 238 | 663.8677 | 238 | 2656.6036 | 238 | 10626.4144
239 | 167.3645 | 239 | 669.4581 | 239 | 2678.9749 | 239 | 10715.8996
240 | 168.768 | 240 | 675.072 | 240 | 2701.44 | 240 | 10805.76
241 | 170.1773 | 241 | 680.7093 | 241 | 2723.9989 | 241 | 10895.9956
242 | 171.5925 | 242 | 686.3701 | 242 | 2746.6516 | 242 | 10986.6064
243 | 173.0136 | 243 | 692.0543 | 243 | 2769.3981 | 243 | 11077.5924
244 | 174.4405 | 244 | 697.7619 | 244 | 2792.2384 | 244 | 11168.9536
245 | 175.8733 | 245 | 703.493 | 245 | 2815.1725 | 245 | 11260.69
246 | 177.3119 | 246 | 709.2475 | 246 | 2838.2004 | 246 | 11352.8016
247 | 178.7564 | 247 | 715.0255 | 247 | 2861.3221 | 247 | 11445.2884
248 | 180.2067 | 248 | 720.8269 | 248 | 2884.5376 | 248 | 11538.1504
249 | 181.6629 | 249 | 726.6517 | 249 | 2907.8469 | 249 | 11631.3876
250 | 183.125 | 250 | 732.5 | 250 | 2931.25 | 250 | 11725
251 | 184.5929 | 251 | 738.3717 | 251 | 2954.7469 | 251 | 11818.9876
252 | 186.0667 | 252 | 744.2669 | 252 | 2978.3376 | 252 | 11913.3504
253 | 187.5464 | 253 | 750.1855 | 253 | 3002.0221 | 253 | 12008.0884
254 | 189.0319 | 254 | 756.1275 | 254 | 3025.8004 | 254 | 12103.2016
255 | 190.5232 | 255 | 762.093 | 255 | 3049.6725 | 255 | 12198.69
256 | 192.0205 | 256 | 768.0819 | 256 | 3073.6384 | 256 | 12294.5536
257 | 193.5236 | 257 | 774.0943 | 257 | 3097.6981 | 257 | 12390.7924
258 | 195.0325 | 258 | 780.1301 | 258 | 3121.8516 | 258 | 12487.4064
259 | 196.5473 | 259 | 786.1893 | 259 | 3146.0989 | 259 | 12584.3956
260 | 198.068 | 260 | 792.272 | 260 | 3170.44 | 260 | 12681.76
261 | 199.5945 | 261 | 798.3781 | 261 | 3194.8749 | 261 | 12779.4996
262 | 201.1269 | 262 | 804.5077 | 262 | 3219.4036 | 262 | 12877.6144
263 | 202.6652 | 263 | 810.6607 | 263 | 3244.0261 | 263 | 12976.1044
264 | 204.2093 | 264 | 816.8371 | 264 | 3268.7424 | 264 | 13074.9696
265 | 205.7593 | 265 | 823.037 | 265 | 3293.5525 | 265 | 13174.21
266 | 207.3151 | 266 | 829.2603 | 266 | 3318.4564 | 266 | 13273.8256
267 | 208.8768 | 267 | 835.5071 | 267 | 3343.4541 | 267 | 13373.8164
268 | 210.4443 | 268 | 841.7773 | 268 | 3368.5456 | 268 | 13474.1824
269 | 212.0177 | 269 | 848.0709 | 269 | 3393.7309 | 269 | 13574.9236
270 | 213.597 | 270 | 854.388 | 270 | 3419.01 | 270 | 13676.04
271 | 215.1821 | 271 | 860.7285 | 271 | 3444.3829 | 271 | 13777.5316
272 | 216.7731 | 272 | 867.0925 | 272 | 3469.8496 | 272 | 13879.3984
273 | 218.37 | 273 | 873.4799 | 273 | 3495.4101 | 273 | 13981.6404
274 | 219.9727 | 274 | 879.8907 | 274 | 3521.0644 | 274 | 14084.2576
275 | 221.5813 | 275 | 886.325 | 275 | 3546.8125 | 275 | 14187.25
276 | 223.1957 | 276 | 892.7827 | 276 | 3572.6544 | 276 | 14290.6176
277 | 224.816 | 277 | 899.2639 | 277 | 3598.5901 | 277 | 14394.3604
278 | 226.4421 | 278 | 905.7685 | 278 | 3624.6196 | 278 | 14498.4784
279 | 228.0741 | 279 | 912.2965 | 279 | 3650.7429 | 279 | 14602.9716
280 | 229.712 | 280 | 918.848 | 280 | 3676.96 | 280 | 14707.84
281 | 231.3557 | 281 | 925.4229 | 281 | 3703.2709 | 281 | 14813.0836
282 | 233.0053 | 282 | 932.0213 | 282 | 3729.6756 | 282 | 14918.7024
283 | 234.6608 | 283 | 938.6431 | 283 | 3756.1741 | 283 | 15024.6964
284 | 236.3221 | 284 | 945.2883 | 284 | 3782.7664 | 284 | 15131.0656
285 | 237.9892 | 285 | 951.957 | 285 | 3809.4525 | 285 | 15237.81
286 | 239.6623 | 286 | 958.6491 | 286 | 3836.2324 | 286 | 15344.9296
287 | 241.3412 | 287 | 965.3647 | 287 | 3863.1061 | 287 | 15452.4244
288 | 243.0259 | 288 | 972.1037 | 288 | 3890.0736 | 288 | 15560.2944
289 | 244.7165 | 289 | 978.8661 | 289 | 3917.1349 | 289 | 15668.5396
290 | 246.413 | 290 | 985.652 | 290 | 3944.29 | 290 | 15777.16
291 | 248.1153 | 291 | 992.4613 | 291 | 3971.5389 | 291 | 15886.1556
292 | 249.8235 | 292 | 999.2941 | 292 | 3998.8816 | 292 | 15995.5264
293 | 251.5376 | 293 | 1006.1503 | 293 | 4026.3181 | 293 | 16105.2724
294 | 253.2575 | 294 | 1013.0299 | 294 | 4053.8484 | 294 | 16215.3936
295 | 254.9832 | 295 | 1019.933 | 295 | 4081.4725 | 295 | 16325.89
296 | 256.7149 | 296 | 1026.8595 | 296 | 4109.1904 | 296 | 16436.7616
297 | 258.4524 | 297 | 1033.8095 | 297 | 4137.0021 | 297 | 16548.0084
298 | 260.1957 | 298 | 1040.7829 | 298 | 4164.9076 | 298 | 16659.6304
299 | 261.9449 | 299 | 1047.7797 | 299 | 4192.9069 | 299 | 16771.6276
300 | 263.7 | 300 | 1054.8 | 300 | 4221 | 300 | 16884
301 | 265.4609 | 301 | 1061.8437 | 301 | 4249.1869 | 301 | 16996.7476
302 | 267.2277 | 302 | 1068.9109 | 302 | 4277.4676 | 302 | 17109.8704
303 | 269.0004 | 303 | 1076.0015 | 303 | 4305.8421 | 303 | 17223.3684
304 | 270.7789 | 304 | 1083.1155 | 304 | 4334.3104 | 304 | 17337.2416
305 | 272.5632 | 305 | 1090.253 | 305 | 4362.8725 | 305 | 17451.49
306 | 274.3535 | 306 | 1097.4139 | 306 | 4391.5284 | 306 | 17566.1136
307 | 276.1496 | 307 | 1104.5983 | 307 | 4420.2781 | 307 | 17681.1124
308 | 277.9515 | 308 | 1111.8061 | 308 | 4449.1216 | 308 | 17796.4864
309 | 279.7593 | 309 | 1119.0373 | 309 | 4478.0589 | 309 | 17912.2356
310 | 281.573 | 310 | 1126.292 | 310 | 4507.09 | 310 | 18028.36
311 | 283.3925 | 311 | 1133.5701 | 311 | 4536.2149 | 311 | 18144.8596
312 | 285.2179 | 312 | 1140.8717 | 312 | 4565.4336 | 312 | 18261.7344
313 | 287.0492 | 313 | 1148.1967 | 313 | 4594.7461 | 313 | 18378.9844
314 | 288.8863 | 314 | 1155.5451 | 314 | 4624.1524 | 314 | 18496.6096
315 | 290.7292 | 315 | 1162.917 | 315 | 4653.6525 | 315 | 18614.61
316 | 292.5781 | 316 | 1170.3123 | 316 | 4683.2464 | 316 | 18732.9856
317 | 294.4328 | 317 | 1177.7311 | 317 | 4712.9341 | 317 | 18851.7364
318 | 296.2933 | 318 | 1185.1733 | 318 | 4742.7156 | 318 | 18970.8624
319 | 298.1597 | 319 | 1192.6389 | 319 | 4772.5909 | 319 | 19090.3636
320 | 300.032 | 320 | 1200.128 | 320 | 4802.56 | 320 | 19210.24
321 | 301.9101 | 321 | 1207.6405 | 321 | 4832.6229 | 321 | 19330.4916
322 | 303.7941 | 322 | 1215.1765 | 322 | 4862.7796 | 322 | 19451.1184
323 | 305.684 | 323 | 1222.7359 | 323 | 4893.0301 | 323 | 19572.1204
324 | 307.5797 | 324 | 1230.3187 | 324 | 4923.3744 | 324 | 19693.4976
325 | 309.4812 | 325 | 1237.925 | 325 | 4953.8125 | 325 | 19815.25
326 | 311.3887 | 326 | 1245.5547 | 326 | 4984.3444 | 326 | 19937.3776
327 | 313.302 | 327 | 1253.2079 | 327 | 5014.9701 | 327 | 20059.8804
328 | 315.2211 | 328 | 1260.8845 | 328 | 5045.6896 | 328 | 20182.7584
329 | 317.1461 | 329 | 1268.5845 | 329 | 5076.5029 | 329 | 20306.0116
330 | 319.077 | 330 | 1276.308 | 330 | 5107.41 | 330 | 20429.64
331 | 321.0137 | 331 | 1284.0549 | 331 | 5138.4109 | 331 | 20553.6436
332 | 322.9563 | 332 | 1291.8253 | 332 | 5169.5056 | 332 | 20678.0224
333 | 324.9048 | 333 | 1299.6191 | 333 | 5200.6941 | 333 | 20802.7764
334 | 326.8591 | 334 | 1307.4363 | 334 | 5231.9764 | 334 | 20927.9056
335 | 328.8193 | 335 | 1315.277 | 335 | 5263.3525 | 335 | 21053.41
336 | 330.7853 | 336 | 1323.1411 | 336 | 5294.8224 | 336 | 21179.2896
337 | 332.7572 | 337 | 1331.0287 | 337 | 5326.3861 | 337 | 21305.5444
338 | 334.7349 | 338 | 1338.9397 | 338 | 5358.0436 | 338 | 21432.1744
339 | 336.7185 | 339 | 1346.8741 | 339 | 5389.7949 | 339 | 21559.1796
340 | 338.708 | 340 | 1354.832 | 340 | 5421.64 | 340 | 21686.56
341 | 340.7033 | 341 | 1362.8133 | 341 | 5453.5789 | 341 | 21814.3156
342 | 342.7045 | 342 | 1370.8181 | 342 | 5485.6116 | 342 | 21942.4464
343 | 344.7116 | 343 | 1378.8463 | 343 | 5517.7381 | 343 | 22070.9524
344 | 346.7245 | 344 | 1386.8979 | 344 | 5549.9584 | 344 | 22199.8336
345 | 348.7432 | 345 | 1394.973 | 345 | 5582.2725 | 345 | 22329.09
346 | 350.7679 | 346 | 1403.0715 | 346 | 5614.6804 | 346 | 22458.7216
347 | 352.7984 | 347 | 1411.1935 | 347 | 5647.1821 | 347 | 22588.7284
348 | 354.8347 | 348 | 1419.3389 | 348 | 5679.7776 | 348 | 22719.1104
349 | 356.8769 | 349 | 1427.5077 | 349 | 5712.4669 | 349 | 22849.8676
350 | 358.925 | 350 | 1435.7 | 350 | 5745.25 | 350 | 22981
351 | 360.9789 | 351 | 1443.9157 | 351 | 5778.1269 | 351 | 23112.5076
352 | 363.0387 | 352 | 1452.1549 | 352 | 5811.0976 | 352 | 23244.3904
353 | 365.1044 | 353 | 1460.4175 | 353 | 5844.1621 | 353 | 23376.6484
354 | 367.1759 | 354 | 1468.7035 | 354 | 5877.3204 | 354 | 23509.2816
355 | 369.2532 | 355 | 1477.013 | 355 | 5910.5725 | 355 | 23642.29
356 | 371.3365 | 356 | 1485.3459 | 356 | 5943.9184 | 356 | 23775.6736
357 | 373.4256 | 357 | 1493.7023 | 357 | 5977.3581 | 357 | 23909.4324
358 | 375.5205 | 358 | 1502.0821 | 358 | 6010.8916 | 358 | 24043.5664
359 | 377.6213 | 359 | 1510.4853 | 359 | 6044.5189 | 359 | 24178.0756
360 | 379.728 | 360 | 1518.912 | 360 | 6078.24 | 360 | 24312.96
361 | 381.8405 | 361 | 1527.3621 | 361 | 6112.0549 | 361 | 24448.2196
362 | 383.9589 | 362 | 1535.8357 | 362 | 6145.9636 | 362 | 24583.8544
363 | 386.0832 | 363 | 1544.3327 | 363 | 6179.9661 | 363 | 24719.8644
364 | 388.2133 | 364 | 1552.8531 | 364 | 6214.0624 | 364 | 24856.2496
365 | 390.3492 | 365 | 1561.397 | 365 | 6248.2525 | 365 | 24993.01
366 | 392.4911 | 366 | 1569.9643 | 366 | 6282.5364 | 366 | 25130.1456
367 | 394.6388 | 367 | 1578.5551 | 367 | 6316.9141 | 367 | 25267.6564
368 | 396.7923 | 368 | 1587.1693 | 368 | 6351.3856 | 368 | 25405.5424
369 | 398.9517 | 369 | 1595.8069 | 369 | 6385.9509 | 369 | 25543.8036
370 | 401.117 | 370 | 1604.468 | 370 | 6420.61 | 370 | 25682.44
371 | 403.2881 | 371 | 1613.1525 | 371 | 6455.3629 | 371 | 25821.4516
372 | 405.4651 | 372 | 1621.8605 | 372 | 6490.2096 | 372 | 25960.8384
373 | 407.648 | 373 | 1630.5919 | 373 | 6525.1501 | 373 | 26100.6004
374 | 409.8367 | 374 | 1639.3467 | 374 | 6560.1844 | 374 | 26240.7376
375 | 412.0312 | 375 | 1648.125 | 375 | 6595.3125 | 375 | 26381.25
376 | 414.2317 | 376 | 1656.9267 | 376 | 6630.5344 | 376 | 26522.1376
377 | 416.438 | 377 | 1665.7519 | 377 | 6665.8501 | 377 | 26663.4004
378 | 418.6501 | 378 | 1674.6005 | 378 | 6701.2596 | 378 | 26805.0384
379 | 420.8681 | 379 | 1683.4725 | 379 | 6736.7629 | 379 | 26947.0516
380 | 423.092 | 380 | 1692.368 | 380 | 6772.36 | 380 | 27089.44
381 | 425.3217 | 381 | 1701.2869 | 381 | 6808.0509 | 381 | 27232.2036
382 | 427.5573 | 382 | 1710.2293 | 382 | 6843.8356 | 382 | 27375.3424
383 | 429.7988 | 383 | 1719.1951 | 383 | 6879.7141 | 383 | 27518.8564
384 | 432.0461 | 384 | 1728.1843 | 384 | 6915.6864 | 384 | 27662.7456
385 | 434.2992 | 385 | 1737.197 | 385 | 6951.7525 | 385 | 27807.01
386 | 436.5583 | 386 | 1746.2331 | 386 | 6987.9124 | 386 | 27951.6496
387 | 438.8232 | 387 | 1755.2927 | 387 | 7024.1661 | 387 | 28096.6644
388 | 441.0939 | 388 | 1764.3757 | 388 | 7060.5136 | 388 | 28242.0544
389 | 443.3705 | 389 | 1773.4821 | 389 | 7096.9549 | 389 | 28387.8196
390 | 445.653 | 390 | 1782.612 | 390 | 7133.49 | 390 | 28533.96
391 | 447.9413 | 391 | 1791.7653 | 391 | 7170.1189 | 391 | 28680.4756
392 | 450.2355 | 392 | 1800.9421 | 392 | 7206.8416 | 392 | 28827.3664
393 | 452.5356 | 393 | 1810.1423 | 393 | 7243.6581 | 393 | 28974.6324
394 | 454.8415 | 394 | 1819.3659 | 394 | 7280.5684 | 394 | 29122.2736
395 | 457.1533 | 395 | 1828.613 | 395 | 7317.5725 | 395 | 29270.29
396 | 459.4709 | 396 | 1837.8835 | 396 | 7354.6704 | 396 | 29418.6816
397 | 461.7944 | 397 | 1847.1775 | 397 | 7391.8621 | 397 | 29567.4484
398 | 464.1237 | 398 | 1856.4949 | 398 | 7429.1476 | 398 | 29716.5904
399 | 466.4589 | 399 | 1865.8357 | 399 | 7466.5269 | 399 | 29866.1076
400 | 468.8 | 400 | 1875.2 | 400 | 7504 | 400 | 30016
401 | 471.1469 | 401 | 1884.5877 | 401 | 7541.5669 | 401 | 30166.2676
402 | 473.4997 | 402 | 1893.9989 | 402 | 7579.2276 | 402 | 30316.9104
403 | 475.8584 | 403 | 1903.4335 | 403 | 7616.9821 | 403 | 30467.9284
404 | 478.2229 | 404 | 1912.8915 | 404 | 7654.8304 | 404 | 30619.3216
405 | 480.5933 | 405 | 1922.373 | 405 | 7692.7725 | 405 | 30771.09
406 | 482.9695 | 406 | 1931.8779 | 406 | 7730.8084 | 406 | 30923.2336
407 | 485.3516 | 407 | 1941.4063 | 407 | 7768.9381 | 407 | 31075.7524
408 | 487.7395 | 408 | 1950.9581 | 408 | 7807.1616 | 408 | 31228.6464
409 | 490.1333 | 409 | 1960.5333 | 409 | 7845.4789 | 409 | 31381.9156
410 | 492.533 | 410 | 1970.132 | 410 | 7883.89 | 410 | 31535.56
411 | 494.9385 | 411 | 1979.7541 | 411 | 7922.3949 | 411 | 31689.5796
412 | 497.3499 | 412 | 1989.3997 | 412 | 7960.9936 | 412 | 31843.9744
413 | 499.7672 | 413 | 1999.0687 | 413 | 7999.6861 | 413 | 31998.7444
414 | 502.1903 | 414 | 2008.7611 | 414 | 8038.4724 | 414 | 32153.8896
415 | 504.6193 | 415 | 2018.477 | 415 | 8077.3525 | 415 | 32309.41
416 | 507.0541 | 416 | 2028.2163 | 416 | 8116.3264 | 416 | 32465.3056
417 | 509.4948 | 417 | 2037.9791 | 417 | 8155.3941 | 417 | 32621.5764
418 | 511.9413 | 418 | 2047.7653 | 418 | 8194.5556 | 418 | 32778.2224
419 | 514.3937 | 419 | 2057.5749 | 419 | 8233.8109 | 419 | 32935.2436
420 | 516.852 | 420 | 2067.408 | 420 | 8273.16 | 420 | 33092.64
421 | 519.3161 | 421 | 2077.2645 | 421 | 8312.6029 | 421 | 33250.4116
422 | 521.7861 | 422 | 2087.1445 | 422 | 8352.1396 | 422 | 33408.5584
423 | 524.262 | 423 | 2097.0479 | 423 | 8391.7701 | 423 | 33567.0804
424 | 526.7437 | 424 | 2106.9747 | 424 | 8431.4944 | 424 | 33725.9776
425 | 529.2313 | 425 | 2116.925 | 425 | 8471.3125 | 425 | 33885.25
426 | 531.7247 | 426 | 2126.8987 | 426 | 8511.2244 | 426 | 34044.8976
427 | 534.224 | 427 | 2136.8959 | 427 | 8551.2301 | 427 | 34204.9204
428 | 536.7291 | 428 | 2146.9165 | 428 | 8591.3296 | 428 | 34365.3184
429 | 539.2401 | 429 | 2156.9605 | 429 | 8631.5229 | 429 | 34526.0916
430 | 541.757 | 430 | 2167.028 | 430 | 8671.81 | 430 | 34687.24
431 | 544.2797 | 431 | 2177.1189 | 431 | 8712.1909 | 431 | 34848.7636
432 | 546.8083 | 432 | 2187.2333 | 432 | 8752.6656 | 432 | 35010.6624
433 | 549.3428 | 433 | 2197.3711 | 433 | 8793.2341 | 433 | 35172.9364
434 | 551.8831 | 434 | 2207.5323 | 434 | 8833.8964 | 434 | 35335.5856
435 | 554.4293 | 435 | 2217.717 | 435 | 8874.6525 | 435 | 35498.61
436 | 556.9813 | 436 | 2227.9251 | 436 | 8915.5024 | 436 | 35662.0096
437 | 559.5392 | 437 | 2238.1567 | 437 | 8956.4461 | 437 | 35825.7844
438 | 562.1029 | 438 | 2248.4117 | 438 | 8997.4836 | 438 | 35989.9344
439 | 564.6725 | 439 | 2258.6901 | 439 | 9038.6149 | 439 | 36154.4596
440 | 567.248 | 440 | 2268.992 | 440 | 9079.84 | 440 | 36319.36
441 | 569.8293 | 441 | 2279.3173 | 441 | 9121.1589 | 441 | 36484.6356
442 | 572.4165 | 442 | 2289.6661 | 442 | 9162.5716 | 442 | 36650.2864
443 | 575.0096 | 443 | 2300.0383 | 443 | 9204.0781 | 443 | 36816.3124
444 | 577.6085 | 444 | 2310.4339 | 444 | 9245.6784 | 444 | 36982.7136
445 | 580.2133 | 445 | 2320.853 | 445 | 9287.3725 | 445 | 37149.49
446 | 582.8239 | 446 | 2331.2955 | 446 | 9329.1604 | 446 | 37316.6416
447 | 585.4404 | 447 | 2341.7615 | 447 | 9371.0421 | 447 | 37484.1684
448 | 588.0627 | 448 | 2352.2509 | 448 | 9413.0176 | 448 | 37652.0704
449 | 590.6909 | 449 | 2362.7637 | 449 | 9455.0869 | 449 | 37820.3476
450 | 593.325 | 450 | 2373.3 | 450 | 9497.25 | 450 | 37989
451 | 595.9649 | 451 | 2383.8597 | 451 | 9539.5069 | 451 | 38158.0276
452 | 598.6107 | 452 | 2394.4429 | 452 | 9581.8576 | 452 | 38327.4304
453 | 601.2624 | 453 | 2405.0495 | 453 | 9624.3021 | 453 | 38497.2084
454 | 603.9199 | 454 | 2415.6795 | 454 | 9666.8404 | 454 | 38667.3616
455 | 606.5833 | 455 | 2426.333 | 455 | 9709.4725 | 455 | 38837.89
456 | 609.2525 | 456 | 2437.0099 | 456 | 9752.1984 | 456 | 39008.7936
457 | 611.9276 | 457 | 2447.7103 | 457 | 9795.0181 | 457 | 39180.0724
458 | 614.6085 | 458 | 2458.4341 | 458 | 9837.9316 | 458 | 39351.7264
459 | 617.2953 | 459 | 2469.1813 | 459 | 9880.9389 | 459 | 39523.7556
460 | 619.988 | 460 | 2479.952 | 460 | 9924.04 | 460 | 39696.16
461 | 622.6865 | 461 | 2490.7461 | 461 | 9967.2349 | 461 | 39868.9396
462 | 625.3909 | 462 | 2501.5637 | 462 | 10010.5236 | 462 | 40042.0944
463 | 628.1012 | 463 | 2512.4047 | 463 | 10053.9061 | 463 | 40215.6244
464 | 630.8173 | 464 | 2523.2691 | 464 | 10097.3824 | 464 | 40389.5296
465 | 633.5393 | 465 | 2534.157 | 465 | 10140.9525 | 465 | 40563.81
466 | 636.2671 | 466 | 2545.0683 | 466 | 10184.6164 | 466 | 40738.4656
467 | 639.0008 | 467 | 2556.0031 | 467 | 10228.3741 | 467 | 40913.4964
468 | 641.7403 | 468 | 2566.9613 | 468 | 10272.2256 | 468 | 41088.9024
469 | 644.4857 | 469 | 2577.9429 | 469 | 10316.1709 | 469 | 41264.6836
470 | 647.237 | 470 | 2588.948 | 470 | 10360.21 | 470 | 41440.84
471 | 649.9941 | 471 | 2599.9765 | 471 | 10404.3429 | 471 | 41617.3716
472 | 652.7571 | 472 | 2611.0285 | 472 | 10448.5696 | 472 | 41794.2784
473 | 655.526 | 473 | 2622.1039 | 473 | 10492.8901 | 473 | 41971.5604
474 | 658.3007 | 474 | 2633.2027 | 474 | 10537.3044 | 474 | 42149.2176
475 | 661.0812 | 475 | 2644.325 | 475 | 10581.8125 | 475 | 42327.25
476 | 663.8677 | 476 | 2655.4707 | 476 | 10626.4144 | 476 | 42505.6576
477 | 666.66 | 477 | 2666.6399 | 477 | 10671.1101 | 477 | 42684.4404
478 | 669.4581 | 478 | 2677.8325 | 478 | 10715.8996 | 478 | 42863.5984
479 | 672.2621 | 479 | 2689.0485 | 479 | 10760.7829 | 479 | 43043.1316
480 | 675.072 | 480 | 2700.288 | 480 | 10805.76 | 480 | 43223.04
481 | 677.8877 | 481 | 2711.5509 | 481 | 10850.8309 | 481 | 43403.3236
482 | 680.7093 | 482 | 2722.8373 | 482 | 10895.9956 | 482 | 43583.9824
483 | 683.5368 | 483 | 2734.1471 | 483 | 10941.2541 | 483 | 43765.0164
484 | 686.3701 | 484 | 2745.4803 | 484 | 10986.6064 | 484 | 43946.4256
485 | 689.2092 | 485 | 2756.837 | 485 | 11032.0525 | 485 | 44128.21
486 | 692.0543 | 486 | 2768.2171 | 486 | 11077.5924 | 486 | 44310.3696
487 | 694.9052 | 487 | 2779.6207 | 487 | 11123.2261 | 487 | 44492.9044
488 | 697.7619 | 488 | 2791.0477 | 488 | 11168.9536 | 488 | 44675.8144
489 | 700.6245 | 489 | 2802.4981 | 489 | 11214.7749 | 489 | 44859.0996
490 | 703.493 | 490 | 2813.972 | 490 | 11260.69 | 490 | 45042.76
491 | 706.3673 | 491 | 2825.4693 | 491 | 11306.6989 | 491 | 45226.7956
492 | 709.2475 | 492 | 2836.9901 | 492 | 11352.8016 | 492 | 45411.2064
493 | 712.1336 | 493 | 2848.5343 | 493 | 11398.9981 | 493 | 45595.9924
494 | 715.0255 | 494 | 2860.1019 | 494 | 11445.2884 | 494 | 45781.1536
495 | 717.9233 | 495 | 2871.693 | 495 | 11491.6725 | 495 | 45966.69
496 | 720.8269 | 496 | 2883.3075 | 496 | 11538.1504 | 496 | 46152.6016
497 | 723.7364 | 497 | 2894.9455 | 497 | 11584.7221 | 497 | 46338.8884
498 | 726.6517 | 498 | 2906.6069 | 498 | 11631.3876 | 498 | 46525.5504
499 | 729.5729 | 499 | 2918.2917 | 499 | 11678.1469 | 499 | 46712.5876
500 | 732.5 | 500 | 2930 | 500 | 11725 | 500 | 46900
501 | 735.4329 | 501 | 2941.7317 | 501 | 11771.9469 | 501 | 47087.7876
502 | 738.3717 | 502 | 2953.4869 | 502 | 11818.9876 | 502 | 47275.9504
503 | 741.3164 | 503 | 2965.2655 | 503 | 11866.1221 | 503 | 47464.4884
504 | 744.2669 | 504 | 2977.0675 | 504 | 11913.3504 | 504 | 47653.4016
505 | 747.2233 | 505 | 2988.893 | 505 | 11960.6725 | 505 | 47842.69
506 | 750.1855 | 506 | 3000.7419 | 506 | 12008.0884 | 506 | 48032.3536
507 | 753.1536 | 507 | 3012.6143 | 507 | 12055.5981 | 507 | 48222.3924
508 | 756.1275 | 508 | 3024.5101 | 508 | 12103.2016 | 508 | 48412.8064
509 | 759.1073 | 509 | 3036.4293 | 509 | 12150.8989 | 509 | 48603.5956
510 | 762.093 | 510 | 3048.372 | 510 | 12198.69 | 510 | 48794.76
511 | 765.0845 | 511 | 3060.3381 | 511 | 12246.5749 | 511 | 48986.2996
512 | 768.0819 | 512 | 3072.3277 | 512 | 12294.5536 | 512 | 49178.2144
513 | 771.0852 | 513 | 3084.3407 | 513 | 12342.6261 | 513 | 49370.5044
514 | 774.0943 | 514 | 3096.3771 | 514 | 12390.7924 | 514 | 49563.1696
515 | 777.1092 | 515 | 3108.437 | 515 | 12439.0525 | 515 | 49756.21
516 | 780.1301 | 516 | 3120.5203 | 516 | 12487.4064 | 516 | 49949.6256
517 | 783.1568 | 517 | 3132.6271 | 517 | 12535.8541 | 517 | 50143.4164
518 | 786.1893 | 518 | 3144.7573 | 518 | 12584.3956 | 518 | 50337.5824
519 | 789.2277 | 519 | 3156.9109 | 519 | 12633.0309 | 519 | 50532.1236
520 | 792.272 | 520 | 3169.088 | 520 | 12681.76 | 520 | 50727.04
521 | 795.3221 | 521 | 3181.2885 | 521 | 12730.5829 | 521 | 50922.3316
522 | 798.3781 | 522 | 3193.5125 | 522 | 12779.4996 | 522 | 51117.9984
523 | 801.44 | 523 | 3205.7599 | 523 | 12828.5101 | 523 | 51314.0404
524 | 804.5077 | 524 | 3218.0307 | 524 | 12877.6144 | 524 | 51510.4576
525 | 807.5812 | 525 | 3230.325 | 525 | 12926.8125 | 525 | 51707.25
526 | 810.6607 | 526 | 3242.6427 | 526 | 12976.1044 | 526 | 51904.4176
527 | 813.746 | 527 | 3254.9839 | 527 | 13025.4901 | 527 | 52101.9604
528 | 816.8371 | 528 | 3267.3485 | 528 | 13074.9696 | 528 | 52299.8784
529 | 819.9341 | 529 | 3279.7365 | 529 | 13124.5429 | 529 | 52498.1716
530 | 823.037 | 530 | 3292.148 | 530 | 13174.21 | 530 | 52696.84
531 | 826.1457 | 531 | 3304.5829 | 531 | 13223.9709 | 531 | 52895.8836
532 | 829.2603 | 532 | 3317.0413 | 532 | 13273.8256 | 532 | 53095.3024
533 | 832.3808 | 533 | 3329.5231 | 533 | 13323.7741 | 533 | 53295.0964
534 | 835.5071 | 534 | 3342.0283 | 534 | 13373.8164 | 534 | 53495.2656
535 | 838.6392 | 535 | 3354.557 | 535 | 13423.9525 | 535 | 53695.81
536 | 841.7773 | 536 | 3367.1091 | 536 | 13474.1824 | 536 | 53896.7296
537 | 844.9212 | 537 | 3379.6847 | 537 | 13524.5061 | 537 | 54098.0244
538 | 848.0709 | 538 | 3392.2837 | 538 | 13574.9236 | 538 | 54299.6944
539 | 851.2265 | 539 | 3404.9061 | 539 | 13625.4349 | 539 | 54501.7396
540 | 854.388 | 540 | 3417.552 | 540 | 13676.04 | 540 | 54704.16
541 | 857.5553 | 541 | 3430.2213 | 541 | 13726.7389 | 541 | 54906.9556
542 | 860.7285 | 542 | 3442.9141 | 542 | 13777.5316 | 542 | 55110.1264
543 | 863.9076 | 543 | 3455.6303 | 543 | 13828.4181 | 543 | 55313.6724
544 | 867.0925 | 544 | 3468.3699 | 544 | 13879.3984 | 544 | 55517.5936
545 | 870.2832 | 545 | 3481.133 | 545 | 13930.4725 | 545 | 55721.89
546 | 873.4799 | 546 | 3493.9195 | 546 | 13981.6404 | 546 | 55926.5616
547 | 876.6824 | 547 | 3506.7295 | 547 | 14032.9021 | 547 | 56131.6084
548 | 879.8907 | 548 | 3519.5629 | 548 | 14084.2576 | 548 | 56337.0304
549 | 883.1049 | 549 | 3532.4197 | 549 | 14135.7069 | 549 | 56542.8276
550 | 886.325 | 550 | 3545.3 | 550 | 14187.25 | 550 | 56749
551 | 889.5509 | 551 | 3558.2037 | 551 | 14238.8869 | 551 | 56955.5476
552 | 892.7827 | 552 | 3571.1309 | 552 | 14290.6176 | 552 | 57162.4704
553 | 896.0204 | 553 | 3584.0815 | 553 | 14342.4421 | 553 | 57369.7684
554 | 899.2639 | 554 | 3597.0555 | 554 | 14394.3604 | 554 | 57577.4416
555 | 902.5132 | 555 | 3610.053 | 555 | 14446.3725 | 555 | 57785.49
556 | 905.7685 | 556 | 3623.0739 | 556 | 14498.4784 | 556 | 57993.9136
557 | 909.0296 | 557 | 3636.1183 | 557 | 14550.6781 | 557 | 58202.7124
558 | 912.2965 | 558 | 3649.1861 | 558 | 14602.9716 | 558 | 58411.8864
559 | 915.5693 | 559 | 3662.2773 | 559 | 14655.3589 | 559 | 58621.4356
560 | 918.848 | 560 | 3675.392 | 560 | 14707.84 | 560 | 58831.36
561 | 922.1325 | 561 | 3688.5301 | 561 | 14760.4149 | 561 | 59041.6596
562 | 925.4229 | 562 | 3701.6917 | 562 | 14813.0836 | 562 | 59252.3344
563 | 928.7192 | 563 | 3714.8767 | 563 | 14865.8461 | 563 | 59463.3844
564 | 932.0213 | 564 | 3728.0851 | 564 | 14918.7024 | 564 | 59674.8096
565 | 935.3293 | 565 | 3741.317 | 565 | 14971.6525 | 565 | 59886.61
566 | 938.6431 | 566 | 3754.5723 | 566 | 15024.6964 | 566 | 60098.7856
567 | 941.9628 | 567 | 3767.8511 | 567 | 15077.8341 | 567 | 60311.3364
568 | 945.2883 | 568 | 3781.1533 | 568 | 15131.0656 | 568 | 60524.2624
569 | 948.6197 | 569 | 3794.4789 | 569 | 15184.3909 | 569 | 60737.5636
570 | 951.957 | 570 | 3807.828 | 570 | 15237.81 | 570 | 60951.24
571 | 955.3001 | 571 | 3821.2005 | 571 | 15291.3229 | 571 | 61165.2916
572 | 958.6491 | 572 | 3834.5965 | 572 | 15344.9296 | 572 | 61379.7184
573 | 962.004 | 573 | 3848.0159 | 573 | 15398.6301 | 573 | 61594.5204
574 | 965.3647 | 574 | 3861.4587 | 574 | 15452.4244 | 574 | 61809.6976
575 | 968.7313 | 575 | 3874.925 | 575 | 15506.3125 | 575 | 62025.25
576 | 972.1037 | 576 | 3888.4147 | 576 | 15560.2944 | 576 | 62241.1776
577 | 975.482 | 577 | 3901.9279 | 577 | 15614.3701 | 577 | 62457.4804
578 | 978.8661 | 578 | 3915.4645 | 578 | 15668.5396 | 578 | 62674.1584
579 | 982.2561 | 579 | 3929.0245 | 579 | 15722.8029 | 579 | 62891.2116
580 | 985.652 | 580 | 3942.608 | 580 | 15777.16 | 580 | 63108.64
581 | 989.0537 | 581 | 3956.2149 | 581 | 15831.6109 | 581 | 63326.4436
582 | 992.4613 | 582 | 3969.8453 | 582 | 15886.1556 | 582 | 63544.6224
583 | 995.8748 | 583 | 3983.4991 | 583 | 15940.7941 | 583 | 63763.1764
584 | 999.2941 | 584 | 3997.1763 | 584 | 15995.5264 | 584 | 63982.1056
585 | 1002.7192 | 585 | 4010.877 | 585 | 16050.3525 | 585 | 64201.41
586 | 1006.1503 | 586 | 4024.6011 | 586 | 16105.2724 | 586 | 64421.0896
587 | 1009.5872 | 587 | 4038.3487 | 587 | 16160.2861 | 587 | 64641.1444
588 | 1013.0299 | 588 | 4052.1197 | 588 | 16215.3936 | 588 | 64861.5744
589 | 1016.4785 | 589 | 4065.9141 | 589 | 16270.5949 | 589 | 65082.3796
590 | 1019.933 | 590 | 4079.732 | 590 | 16325.89 | 590 | 65303.56
591 | 1023.3933 | 591 | 4093.5733 | 591 | 16381.2789 | 591 | 65525.1156
592 | 1026.8595 | 592 | 4107.4381 | 592 | 16436.7616 | 592 | 65747.0464
593 | 1030.3316 | 593 | 4121.3263 | 593 | 16492.3381 | 593 | 65969.3524
594 | 1033.8095 | 594 | 4135.2379 | 594 | 16548.0084 | 594 | 66192.0336
595 | 1037.2932 | 595 | 4149.173 | 595 | 16603.7725 | 595 | 66415.09
596 | 1040.7829 | 596 | 4163.1315 | 596 | 16659.6304 | 596 | 66638.5216
597 | 1044.2784 | 597 | 4177.1135 | 597 | 16715.5821 | 597 | 66862.3284
598 | 1047.7797 | 598 | 4191.1189 | 598 | 16771.6276 | 598 | 67086.5104
599 | 1051.2869 | 599 | 4205.1477 | 599 | 16827.7669 | 599 | 67311.0676
600 | 1054.8 | 600 | 4219.2 | 600 | 16884 | 600 | 67536
601 | 1058.3189 | 601 | 4233.2757 | 601 | 16940.3269 | 601 | 67761.3076
602 | 1061.8437 | 602 | 4247.3749 | 602 | 16996.7476 | 602 | 67986.9904
603 | 1065.3744 | 603 | 4261.4975 | 603 | 17053.2621 | 603 | 68213.0484
604 | 1068.9109 | 604 | 4275.6435 | 604 | 17109.8704 | 604 | 68439.4816
605 | 1072.4533 | 605 | 4289.813 | 605 | 17166.5725 | 605 | 68666.29
606 | 1076.0015 | 606 | 4304.0059 | 606 | 17223.3684 | 606 | 68893.4736
607 | 1079.5556 | 607 | 4318.2223 | 607 | 17280.2581 | 607 | 69121.0324
608 | 1083.1155 | 608 | 4332.4621 | 608 | 17337.2416 | 608 | 69348.9664
609 | 1086.6813 | 609 | 4346.7253 | 609 | 17394.3189 | 609 | 69577.2756
610 | 1090.253 | 610 | 4361.012 | 610 | 17451.49 | 610 | 69805.96
611 | 1093.8305 | 611 | 4375.3221 | 611 | 17508.7549 | 611 | 70035.0196
612 | 1097.4139 | 612 | 4389.6557 | 612 | 17566.1136 | 612 | 70264.4544
613 | 1101.0032 | 613 | 4404.0127 | 613 | 17623.5661 | 613 | 70494.2644
614 | 1104.5983 | 614 | 4418.3931 | 614 | 17681.1124 | 614 | 70724.4496
615 | 1108.1992 | 615 | 4432.797 | 615 | 17738.7525 | 615 | 70955.01
616 | 1111.8061 | 616 | 4447.2243 | 616 | 17796.4864 | 616 | 71185.9456
617 | 1115.4188 | 617 | 4461.6751 | 617 | 17854.3141 | 617 | 71417.2564
618 | 1119.0373 | 618 | 4476.1493 | 618 | 17912.2356 | 618 | 71648.9424
619 | 1122.6617 | 619 | 4490.6469 | 619 | 17970.2509 | 619 | 71881.0036
620 | 1126.292 | 620 | 4505.168 | 620 | 18028.36 | 620 | 72113.44
621 | 1129.9281 | 621 | 4519.7125 | 621 | 18086.5629 | 621 | 72346.2516
622 | 1133.5701 | 622 | 4534.2805 | 622 | 18144.8596 | 622 | 72579.4384
623 | 1137.218 | 623 | 4548.8719 | 623 | 18203.2501 | 623 | 72813.0004
624 | 1140.8717 | 624 | 4563.4867 | 624 | 18261.7344 | 624 | 73046.9376
625 | 1144.5312 | 625 | 4578.125 | 625 | 18320.3125 | 625 | 73281.25
626 | 1148.1967 | 626 | 4592.7867 | 626 | 18378.9844 | 626 | 73515.9376
627 | 1151.868 | 627 | 4607.4719 | 627 | 18437.7501 | 627 | 73751.0004
628 | 1155.5451 | 628 | 4622.1805 | 628 | 18496.6096 | 628 | 73986.4384
629 | 1159.2281 | 629 | 4636.9125 | 629 | 18555.5629 | 629 | 74222.2516
630 | 1162.917 | 630 | 4651.668 | 630 | 18614.61 | 630 | 74458.44
631 | 1166.6117 | 631 | 4666.4469 | 631 | 18673.7509 | 631 | 74695.0036
632 | 1170.3123 | 632 | 4681.2493 | 632 | 18732.9856 | 632 | 74931.9424
633 | 1174.0188 | 633 | 4696.0751 | 633 | 18792.3141 | 633 | 75169.2564
634 | 1177.7311 | 634 | 4710.9243 | 634 | 18851.7364 | 634 | 75406.9456
635 | 1181.4492 | 635 | 4725.797 | 635 | 18911.2525 | 635 | 75645.01
636 | 1185.1733 | 636 | 4740.6931 | 636 | 18970.8624 | 636 | 75883.4496
637 | 1188.9032 | 637 | 4755.6127 | 637 | 19030.5661 | 637 | 76122.2644
638 | 1192.6389 | 638 | 4770.5557 | 638 | 19090.3636 | 638 | 76361.4544
639 | 1196.3805 | 639 | 4785.5221 | 639 | 19150.2549 | 639 | 76601.0196
640 | 1200.128 | 640 | 4800.512 | 640 | 19210.24 | 640 | 76840.96
641 | 1203.8813 | 641 | 4815.5253 | 641 | 19270.3189 | 641 | 77081.2756
642 | 1207.6405 | 642 | 4830.5621 | 642 | 19330.4916 | 642 | 77321.9664
643 | 1211.4056 | 643 | 4845.6223 | 643 | 19390.7581 | 643 | 77563.0324
644 | 1215.1765 | 644 | 4860.7059 | 644 | 19451.1184 | 644 | 77804.4736
645 | 1218.9533 | 645 | 4875.813 | 645 | 19511.5725 | 645 | 78046.29
646 | 1222.7359 | 646 | 4890.9435 | 646 | 19572.1204 | 646 | 78288.4816
647 | 1226.5244 | 647 | 4906.0975 | 647 | 19632.7621 | 647 | 78531.0484
648 | 1230.3187 | 648 | 4921.2749 | 648 | 19693.4976 | 648 | 78773.9904
649 | 1234.1189 | 649 | 4936.4757 | 649 | 19754.3269 | 649 | 79017.3076
650 | 1237.925 | 650 | 4951.7 | 650 | 19815.25 | 650 | 79261
651 | 1241.7369 | 651 | 4966.9477 | 651 | 19876.2669 | 651 | 79505.0676
652 | 1245.5547 | 652 | 4982.2189 | 652 | 19937.3776 | 652 | 79749.5104
653 | 1249.3784 | 653 | 4997.5135 | 653 | 19998.5821 | 653 | 79994.3284
654 | 1253.2079 | 654 | 5012.8315 | 654 | 20059.8804 | 654 | 80239.5216
655 | 1257.0432 | 655 | 5028.173 | 655 | 20121.2725 | 655 | 80485.09
656 | 1260.8845 | 656 | 5043.5379 | 656 | 20182.7584 | 656 | 80731.0336
657 | 1264.7316 | 657 | 5058.9263 | 657 | 20244.3381 | 657 | 80977.3524
658 | 1268.5845 | 658 | 5074.3381 | 658 | 20306.0116 | 658 | 81224.0464
659 | 1272.4433 | 659 | 5089.7733 | 659 | 20367.7789 | 659 | 81471.1156
660 | 1276.308 | 660 | 5105.232 | 660 | 20429.64 | 660 | 81718.56
661 | 1280.1785 | 661 | 5120.7141 | 661 | 20491.5949 | 661 | 81966.3796
662 | 1284.0549 | 662 | 5136.2197 | 662 | 20553.6436 | 662 | 82214.5744
663 | 1287.9372 | 663 | 5151.7487 | 663 | 20615.7861 | 663 | 82463.1444
664 | 1291.8253 | 664 | 5167.3011 | 664 | 20678.0224 | 664 | 82712.0896
665 | 1295.7193 | 665 | 5182.877 | 665 | 20740.3525 | 665 | 82961.41
666 | 1299.6191 | 666 | 5198.4763 | 666 | 20802.7764 | 666 | 83211.1056
667 | 1303.5248 | 667 | 5214.0991 | 667 | 20865.2941 | 667 | 83461.1764
668 | 1307.4363 | 668 | 5229.7453 | 668 | 20927.9056 | 668 | 83711.6224
669 | 1311.3537 | 669 | 5245.4149 | 669 | 20990.6109 | 669 | 83962.4436
670 | 1315.277 | 670 | 5261.108 | 670 | 21053.41 | 670 | 84213.64
671 | 1319.2061 | 671 | 5276.8245 | 671 | 21116.3029 | 671 | 84465.2116
672 | 1323.1411 | 672 | 5292.5645 | 672 | 21179.2896 | 672 | 84717.1584
673 | 1327.082 | 673 | 5308.3279 | 673 | 21242.3701 | 673 | 84969.4804
674 | 1331.0287 | 674 | 5324.1147 | 674 | 21305.5444 | 674 | 85222.1776
675 | 1334.9813 | 675 | 5339.925 | 675 | 21368.8125 | 675 | 85475.25
676 | 1338.9397 | 676 | 5355.7587 | 676 | 21432.1744 | 676 | 85728.6976
677 | 1342.904 | 677 | 5371.6159 | 677 | 21495.6301 | 677 | 85982.5204
678 | 1346.8741 | 678 | 5387.4965 | 678 | 21559.1796 | 678 | 86236.7184
679 | 1350.8501 | 679 | 5403.4005 | 679 | 21622.8229 | 679 | 86491.2916
680 | 1354.832 | 680 | 5419.328 | 680 | 21686.56 | 680 | 86746.24
681 | 1358.8197 | 681 | 5435.2789 | 681 | 21750.3909 | 681 | 87001.5636
682 | 1362.8133 | 682 | 5451.2533 | 682 | 21814.3156 | 682 | 87257.2624
683 | 1366.8128 | 683 | 5467.2511 | 683 | 21878.3341 | 683 | 87513.3364
684 | 1370.8181 | 684 | 5483.2723 | 684 | 21942.4464 | 684 | 87769.7856
685 | 1374.8293 | 685 | 5499.317 | 685 | 22006.6525 | 685 | 88026.61
686 | 1378.8463 | 686 | 5515.3851 | 686 | 22070.9524 | 686 | 88283.8096
687 | 1382.8692 | 687 | 5531.4767 | 687 | 22135.3461 | 687 | 88541.3844
688 | 1386.8979 | 688 | 5547.5917 | 688 | 22199.8336 | 688 | 88799.3344
689 | 1390.9325 | 689 | 5563.7301 | 689 | 22264.4149 | 689 | 89057.6596
690 | 1394.973 | 690 | 5579.892 | 690 | 22329.09 | 690 | 89316.36
691 | 1399.0193 | 691 | 5596.0773 | 691 | 22393.8589 | 691 | 89575.4356
692 | 1403.0715 | 692 | 5612.2861 | 692 | 22458.7216 | 692 | 89834.8864
693 | 1407.1296 | 693 | 5628.5183 | 693 | 22523.6781 | 693 | 90094.7124
694 | 1411.1935 | 694 | 5644.7739 | 694 | 22588.7284 | 694 | 90354.9136
695 | 1415.2632 | 695 | 5661.053 | 695 | 22653.8725 | 695 | 90615.49
696 | 1419.3389 | 696 | 5677.3555 | 696 | 22719.1104 | 696 | 90876.4416
697 | 1423.4204 | 697 | 5693.6815 | 697 | 22784.4421 | 697 | 91137.7684
698 | 1427.5077 | 698 | 5710.0309 | 698 | 22849.8676 | 698 | 91399.4704
699 | 1431.6009 | 699 | 5726.4037 | 699 | 22915.3869 | 699 | 91661.5476
700 | 1435.7 | 700 | 5742.8 | 700 | 22981 | 700 | 91924
701 | 1439.8049 | 701 | 5759.2197 | 701 | 23046.7069 | 701 | 92186.8276
702 | 1443.9157 | 702 | 5775.6629 | 702 | 23112.5076 | 702 | 92450.0304
703 | 1448.0324 | 703 | 5792.1295 | 703 | 23178.4021 | 703 | 92713.6084
704 | 1452.1549 | 704 | 5808.6195 | 704 | 23244.3904 | 704 | 92977.5616
705 | 1456.2832 | 705 | 5825.133 | 705 | 23310.4725 | 705 | 93241.89
706 | 1460.4175 | 706 | 5841.6699 | 706 | 23376.6484 | 706 | 93506.5936
707 | 1464.5576 | 707 | 5858.2303 | 707 | 23442.9181 | 707 | 93771.6724
708 | 1468.7035 | 708 | 5874.8141 | 708 | 23509.2816 | 708 | 94037.1264
709 | 1472.8553 | 709 | 5891.4213 | 709 | 23575.7389 | 709 | 94302.9556
710 | 1477.013 | 710 | 5908.052 | 710 | 23642.29 | 710 | 94569.16
711 | 1481.1765 | 711 | 5924.7061 | 711 | 23708.9349 | 711 | 94835.7396
712 | 1485.3459 | 712 | 5941.3837 | 712 | 23775.6736 | 712 | 95102.6944
713 | 1489.5212 | 713 | 5958.0847 | 713 | 23842.5061 | 713 | 95370.0244
714 | 1493.7023 | 714 | 5974.8091 | 714 | 23909.4324 | 714 | 95637.7296
715 | 1497.8892 | 715 | 5991.557 | 715 | 23976.4525 | 715 | 95905.81
716 | 1502.0821 | 716 | 6008.3283 | 716 | 24043.5664 | 716 | 96174.2656
717 | 1506.2808 | 717 | 6025.1231 | 717 | 24110.7741 | 717 | 96443.0964
718 | 1510.4853 | 718 | 6041.9413 | 718 | 24178.0756 | 718 | 96712.3024
719 | 1514.6957 | 719 | 6058.7829 | 719 | 24245.4709 | 719 | 96981.8836
720 | 1518.912 | 720 | 6075.648 | 720 | 24312.96 | 720 | 97251.84
721 | 1523.1341 | 721 | 6092.5365 | 721 | 24380.5429 | 721 | 97522.1716
722 | 1527.3621 | 722 | 6109.4485 | 722 | 24448.2196 | 722 | 97792.8784
723 | 1531.596 | 723 | 6126.3839 | 723 | 24515.9901 | 723 | 98063.9604
724 | 1535.8357 | 724 | 6143.3427 | 724 | 24583.8544 | 724 | 98335.4176
725 | 1540.0812 | 725 | 6160.325 | 725 | 24651.8125 | 725 | 98607.25
726 | 1544.3327 | 726 | 6177.3307 | 726 | 24719.8644 | 726 | 98879.4576
727 | 1548.59 | 727 | 6194.3599 | 727 | 24788.0101 | 727 | 99152.0404
728 | 1552.8531 | 728 | 6211.4125 | 728 | 24856.2496 | 728 | 99424.9984
729 | 1557.1221 | 729 | 6228.4885 | 729 | 24924.5829 | 729 | 99698.3316
730 | 1561.397 | 730 | 6245.588 | 730 | 24993.01 | 730 | 99972.04
731 | 1565.6777 | 731 | 6262.7109 | 731 | 25061.5309 | 731 | 100246.1236
732 | 1569.9643 | 732 | 6279.8573 | 732 | 25130.1456 | 732 | 100520.5824
733 | 1574.2568 | 733 | 6297.0271 | 733 | 25198.8541 | 733 | 100795.4164
734 | 1578.5551 | 734 | 6314.2203 | 734 | 25267.6564 | 734 | 101070.6256
735 | 1582.8592 | 735 | 6331.437 | 735 | 25336.5525 | 735 | 101346.21
736 | 1587.1693 | 736 | 6348.6771 | 736 | 25405.5424 | 736 | 101622.1696
737 | 1591.4852 | 737 | 6365.9407 | 737 | 25474.6261 | 737 | 101898.5044
738 | 1595.8069 | 738 | 6383.2277 | 738 | 25543.8036 | 738 | 102175.2144
739 | 1600.1345 | 739 | 6400.5381 | 739 | 25613.0749 | 739 | 102452.2996
740 | 1604.468 | 740 | 6417.872 | 740 | 25682.44 | 740 | 102729.76
741 | 1608.8073 | 741 | 6435.2293 | 741 | 25751.8989 | 741 | 103007.5956
742 | 1613.1525 | 742 | 6452.6101 | 742 | 25821.4516 | 742 | 103285.8064
743 | 1617.5036 | 743 | 6470.0143 | 743 | 25891.0981 | 743 | 103564.3924
744 | 1621.8605 | 744 | 6487.4419 | 744 | 25960.8384 | 744 | 103843.3536
745 | 1626.2233 | 745 | 6504.893 | 745 | 26030.6725 | 745 | 104122.69
746 | 1630.5919 | 746 | 6522.3675 | 746 | 26100.6004 | 746 | 104402.4016
747 | 1634.9664 | 747 | 6539.8655 | 747 | 26170.6221 | 747 | 104682.4884
748 | 1639.3467 | 748 | 6557.3869 | 748 | 26240.7376 | 748 | 104962.9504
749 | 1643.7329 | 749 | 6574.9317 | 749 | 26310.9469 | 749 | 105243.7876
750 | 1648.125 | 750 | 6592.5 | 750 | 26381.25 | 750 | 105525
751 | 1652.5229 | 751 | 6610.0917 | 751 | 26451.6469 | 751 | 105806.5876
752 | 1656.9267 | 752 | 6627.7069 | 752 | 26522.1376 | 752 | 106088.5504
753 | 1661.3364 | 753 | 6645.3455 | 753 | 26592.7221 | 753 | 106370.8884
754 | 1665.7519 | 754 | 6663.0075 | 754 | 26663.4004 | 754 | 106653.6016
755 | 1670.1733 | 755 | 6680.693 | 755 | 26734.1725 | 755 | 106936.69
756 | 1674.6005 | 756 | 6698.4019 | 756 | 26805.0384 | 756 | 107220.1536
757 | 1679.0336 | 757 | 6716.1343 | 757 | 26875.9981 | 757 | 107503.9924
758 | 1683.4725 | 758 | 6733.8901 | 758 | 26947.0516 | 758 | 107788.2064
759 | 1687.9173 | 759 | 6751.6693 | 759 | 27018.1989 | 759 | 108072.7956
760 | 1692.368 | 760 | 6769.472 | 760 | 27089.44 | 760 | 108357.76
761 | 1696.8245 | 761 | 6787.2981 | 761 | 27160.7749 | 761 | 108643.0996
762 | 1701.2869 | 762 | 6805.1477 | 762 | 27232.2036 | 762 | 108928.8144
763 | 1705.7552 | 763 | 6823.0207 | 763 | 27303.7261 | 763 | 109214.9044
764 | 1710.2293 | 764 | 6840.9171 | 764 | 27375.3424 | 764 | 109501.3696
765 | 1714.7093 | 765 | 6858.837 | 765 | 27447.0525 | 765 | 109788.21
766 | 1719.1951 | 766 | 6876.7803 | 766 | 27518.8564 | 766 | 110075.4256
767 | 1723.6868 | 767 | 6894.7471 | 767 | 27590.7541 | 767 | 110363.0164
768 | 1728.1843 | 768 | 6912.7373 | 768 | 27662.7456 | 768 | 110650.9824
769 | 1732.6877 | 769 | 6930.7509 | 769 | 27734.8309 | 769 | 110939.3236
770 | 1737.197 | 770 | 6948.788 | 770 | 27807.01 | 770 | 111228.04
771 | 1741.7121 | 771 | 6966.8485 | 771 | 27879.2829 | 771 | 111517.1316
772 | 1746.2331 | 772 | 6984.9325 | 772 | 27951.6496 | 772 | 111806.5984
773 | 1750.76 | 773 | 7003.0399 | 773 | 28024.1101 | 773 | 112096.4404
774 | 1755.2927 | 774 | 7021.1707 | 774 | 28096.6644 | 774 | 112386.6576
775 | 1759.8312 | 775 | 7039.325 | 775 | 28169.3125 | 775 | 112677.25
776 | 1764.3757 | 776 | 7057.5027 | 776 | 28242.0544 | 776 | 112968.2176
777 | 1768.926 | 777 | 7075.7039 | 777 | 28314.8901 | 777 | 113259.5604
778 | 1773.4821 | 778 | 7093.9285 | 778 | 28387.8196 | 778 | 113551.2784
779 | 1778.0441 | 779 | 7112.1765 | 779 | 28460.8429 | 779 | 113843.3716
780 | 1782.612 | 780 | 7130.448 | 780 | 28533.96 | 780 | 114135.84
781 | 1787.1857 | 781 | 7148.7429 | 781 | 28607.1709 | 781 | 114428.6836
782 | 1791.7653 | 782 | 7167.0613 | 782 | 28680.4756 | 782 | 114721.9024
783 | 1796.3508 | 783 | 7185.4031 | 783 | 28753.8741 | 783 | 115015.4964
784 | 1800.9421 | 784 | 7203.7683 | 784 | 28827.3664 | 784 | 115309.4656
785 | 1805.5393 | 785 | 7222.157 | 785 | 28900.9525 | 785 | 115603.81
786 | 1810.1423 | 786 | 7240.5691 | 786 | 28974.6324 | 786 | 115898.5296
787 | 1814.7512 | 787 | 7259.0047 | 787 | 29048.4061 | 787 | 116193.6244
788 | 1819.3659 | 788 | 7277.4637 | 788 | 29122.2736 | 788 | 116489.0944
789 | 1823.9865 | 789 | 7295.9461 | 789 | 29196.2349 | 789 | 116784.9396
790 | 1828.613 | 790 | 7314.452 | 790 | 29270.29 | 790 | 117081.16
791 | 1833.2453 | 791 | 7332.9813 | 791 | 29344.4389 | 791 | 117377.7556
792 | 1837.8835 | 792 | 7351.5341 | 792 | 29418.6816 | 792 | 117674.7264
793 | 1842.5276 | 793 | 7370.1103 | 793 | 29493.0181 | 793 | 117972.0724
794 | 1847.1775 | 794 | 7388.7099 | 794 | 29567.4484 | 794 | 118269.7936
795 | 1851.8332 | 795 | 7407.333 | 795 | 29641.9725 | 795 | 118567.89
796 | 1856.4949 | 796 | 7425.9795 | 796 | 29716.5904 | 796 | 118866.3616
797 | 1861.1624 | 797 | 7444.6495 | 797 | 29791.3021 | 797 | 119165.2084
798 | 1865.8357 | 798 | 7463.3429 | 798 | 29866.1076 | 798 | 119464.4304
799 | 1870.5149 | 799 | 7482.0597 | 799 | 29941.0069 | 799 | 119764.0276
800 | 1875.2 | 800 | 7500.8 | 800 | 30016 | 800 | 120064
801 | 1879.8909 | 801 | 7519.5637 | 801 | 30091.0869 | 801 | 120364.3476
802 | 1884.5877 | 802 | 7538.3509 | 802 | 30166.2676 | 802 | 120665.0704
803 | 1889.2904 | 803 | 7557.1615 | 803 | 30241.5421 | 803 | 120966.1684
804 | 1893.9989 | 804 | 7575.9955 | 804 | 30316.9104 | 804 | 121267.6416
805 | 1898.7133 | 805 | 7594.853 | 805 | 30392.3725 | 805 | 121569.49
806 | 1903.4335 | 806 | 7613.7339 | 806 | 30467.9284 | 806 | 121871.7136
807 | 1908.1596 | 807 | 7632.6383 | 807 | 30543.5781 | 807 | 122174.3124
808 | 1912.8915 | 808 | 7651.5661 | 808 | 30619.3216 | 808 | 122477.2864
809 | 1917.6293 | 809 | 7670.5173 | 809 | 30695.1589 | 809 | 122780.6356
810 | 1922.373 | 810 | 7689.492 | 810 | 30771.09 | 810 | 123084.36
811 | 1927.1225 | 811 | 7708.4901 | 811 | 30847.1149 | 811 | 123388.4596
812 | 1931.8779 | 812 | 7727.5117 | 812 | 30923.2336 | 812 | 123692.9344
813 | 1936.6392 | 813 | 7746.5567 | 813 | 30999.4461 | 813 | 123997.7844
814 | 1941.4063 | 814 | 7765.6251 | 814 | 31075.7524 | 814 | 124303.0096
815 | 1946.1792 | 815 | 7784.717 | 815 | 31152.1525 | 815 | 124608.61
816 | 1950.9581 | 816 | 7803.8323 | 816 | 31228.6464 | 816 | 124914.5856
817 | 1955.7428 | 817 | 7822.9711 | 817 | 31305.2341 | 817 | 125220.9364
818 | 1960.5333 | 818 | 7842.1333 | 818 | 31381.9156 | 818 | 125527.6624
819 | 1965.3297 | 819 | 7861.3189 | 819 | 31458.6909 | 819 | 125834.7636
820 | 1970.132 | 820 | 7880.528 | 820 | 31535.56 | 820 | 126142.24
821 | 1974.9401 | 821 | 7899.7605 | 821 | 31612.5229 | 821 | 126450.0916
822 | 1979.7541 | 822 | 7919.0165 | 822 | 31689.5796 | 822 | 126758.3184
823 | 1984.574 | 823 | 7938.2959 | 823 | 31766.7301 | 823 | 127066.9204
824 | 1989.3997 | 824 | 7957.5987 | 824 | 31843.9744 | 824 | 127375.8976
825 | 1994.2313 | 825 | 7976.925 | 825 | 31921.3125 | 825 | 127685.25
826 | 1999.0687 | 826 | 7996.2747 | 826 | 31998.7444 | 826 | 127994.9776
827 | 2003.912 | 827 | 8015.6479 | 827 | 32076.2701 | 827 | 128305.0804
828 | 2008.7611 | 828 | 8035.0445 | 828 | 32153.8896 | 828 | 128615.5584
829 | 2013.6161 | 829 | 8054.4645 | 829 | 32231.6029 | 829 | 128926.4116
830 | 2018.477 | 830 | 8073.908 | 830 | 32309.41 | 830 | 129237.64
831 | 2023.3437 | 831 | 8093.3749 | 831 | 32387.3109 | 831 | 129549.2436
832 | 2028.2163 | 832 | 8112.8653 | 832 | 32465.3056 | 832 | 129861.2224
833 | 2033.0948 | 833 | 8132.3791 | 833 | 32543.3941 | 833 | 130173.5764
834 | 2037.9791 | 834 | 8151.9163 | 834 | 32621.5764 | 834 | 130486.3056
835 | 2042.8692 | 835 | 8171.477 | 835 | 32699.8525 | 835 | 130799.41
836 | 2047.7653 | 836 | 8191.0611 | 836 | 32778.2224 | 836 | 131112.8896
837 | 2052.6672 | 837 | 8210.6687 | 837 | 32856.6861 | 837 | 131426.7444
838 | 2057.5749 | 838 | 8230.2997 | 838 | 32935.2436 | 838 | 131740.9744
839 | 2062.4885 | 839 | 8249.9541 | 839 | 33013.8949 | 839 | 132055.5796
840 | 2067.408 | 840 | 8269.632 | 840 | 33092.64 | 840 | 132370.56
841 | 2072.3333 | 841 | 8289.3333 | 841 | 33171.4789 | 841 | 132685.9156
842 | 2077.2645 | 842 | 8309.0581 | 842 | 33250.4116 | 842 | 133001.6464
843 | 2082.2016 | 843 | 8328.8063 | 843 | 33329.4381 | 843 | 133317.7524
844 | 2087.1445 | 844 | 8348.5779 | 844 | 33408.5584 | 844 | 133634.2336
845 | 2092.0932 | 845 | 8368.373 | 845 | 33487.7725 | 845 | 133951.09
846 | 2097.0479 | 846 | 8388.1915 | 846 | 33567.0804 | 846 | 134268.3216
847 | 2102.0084 | 847 | 8408.0335 | 847 | 33646.4821 | 847 | 134585.9284
848 | 2106.9747 | 848 | 8427.8989 | 848 | 33725.9776 | 848 | 134903.9104
849 | 2111.9469 | 849 | 8447.7877 | 849 | 33805.5669 | 849 | 135222.2676
850 | 2116.925 | 850 | 8467.7 | 850 | 33885.25 | 850 | 135541
851 | 2121.9089 | 851 | 8487.6357 | 851 | 33965.0269 | 851 | 135860.1076
852 | 2126.8987 | 852 | 8507.5949 | 852 | 34044.8976 | 852 | 136179.5904
853 | 2131.8944 | 853 | 8527.5775 | 853 | 34124.8621 | 853 | 136499.4484
854 | 2136.8959 | 854 | 8547.5835 | 854 | 34204.9204 | 854 | 136819.6816
855 | 2141.9032 | 855 | 8567.613 | 855 | 34285.0725 | 855 | 137140.29
856 | 2146.9165 | 856 | 8587.6659 | 856 | 34365.3184 | 856 | 137461.2736
857 | 2151.9356 | 857 | 8607.7423 | 857 | 34445.6581 | 857 | 137782.6324
858 | 2156.9605 | 858 | 8627.8421 | 858 | 34526.0916 | 858 | 138104.3664
859 | 2161.9913 | 859 | 8647.9653 | 859 | 34606.6189 | 859 | 138426.4756
860 | 2167.028 | 860 | 8668.112 | 860 | 34687.24 | 860 | 138748.96
861 | 2172.0705 | 861 | 8688.2821 | 861 | 34767.9549 | 861 | 139071.8196
862 | 2177.1189 | 862 | 8708.4757 | 862 | 34848.7636 | 862 | 139395.0544
863 | 2182.1732 | 863 | 8728.6927 | 863 | 34929.6661 | 863 | 139718.6644
864 | 2187.2333 | 864 | 8748.9331 | 864 | 35010.6624 | 864 | 140042.6496
865 | 2192.2993 | 865 | 8769.197 | 865 | 35091.7525 | 865 | 140367.01
866 | 2197.3711 | 866 | 8789.4843 | 866 | 35172.9364 | 866 | 140691.7456
867 | 2202.4488 | 867 | 8809.7951 | 867 | 35254.2141 | 867 | 141016.8564
868 | 2207.5323 | 868 | 8830.1293 | 868 | 35335.5856 | 868 | 141342.3424
869 | 2212.6217 | 869 | 8850.4869 | 869 | 35417.0509 | 869 | 141668.2036
870 | 2217.717 | 870 | 8870.868 | 870 | 35498.61 | 870 | 141994.44
871 | 2222.8181 | 871 | 8891.2725 | 871 | 35580.2629 | 871 | 142321.0516
872 | 2227.9251 | 872 | 8911.7005 | 872 | 35662.0096 | 872 | 142648.0384
873 | 2233.038 | 873 | 8932.1519 | 873 | 35743.8501 | 873 | 142975.4004
874 | 2238.1567 | 874 | 8952.6267 | 874 | 35825.7844 | 874 | 143303.1376
875 | 2243.2812 | 875 | 8973.125 | 875 | 35907.8125 | 875 | 143631.25
876 | 2248.4117 | 876 | 8993.6467 | 876 | 35989.9344 | 876 | 143959.7376
877 | 2253.548 | 877 | 9014.1919 | 877 | 36072.1501 | 877 | 144288.6004
878 | 2258.6901 | 878 | 9034.7605 | 878 | 36154.4596 | 878 | 144617.8384
879 | 2263.8381 | 879 | 9055.3525 | 879 | 36236.8629 | 879 | 144947.4516
880 | 2268.992 | 880 | 9075.968 | 880 | 36319.36 | 880 | 145277.44
881 | 2274.1517 | 881 | 9096.6069 | 881 | 36401.9509 | 881 | 145607.8036
882 | 2279.3173 | 882 | 9117.2693 | 882 | 36484.6356 | 882 | 145938.5424
883 | 2284.4888 | 883 | 9137.9551 | 883 | 36567.4141 | 883 | 146269.6564
884 | 2289.6661 | 884 | 9158.6643 | 884 | 36650.2864 | 884 | 146601.1456
885 | 2294.8493 | 885 | 9179.397 | 885 | 36733.2525 | 885 | 146933.01
886 | 2300.0383 | 886 | 9200.1531 | 886 | 36816.3124 | 886 | 147265.2496
887 | 2305.2332 | 887 | 9220.9327 | 887 | 36899.4661 | 887 | 147597.8644
888 | 2310.4339 | 888 | 9241.7357 | 888 | 36982.7136 | 888 | 147930.8544
889 | 2315.6405 | 889 | 9262.5621 | 889 | 37066.0549 | 889 | 148264.2196
890 | 2320.853 | 890 | 9283.412 | 890 | 37149.49 | 890 | 148597.96
891 | 2326.0713 | 891 | 9304.2853 | 891 | 37233.0189 | 891 | 148932.0756
892 | 2331.2955 | 892 | 9325.1821 | 892 | 37316.6416 | 892 | 149266.5664
893 | 2336.5256 | 893 | 9346.1023 | 893 | 37400.3581 | 893 | 149601.4324
894 | 2341.7615 | 894 | 9367.0459 | 894 | 37484.1684 | 894 | 149936.6736
895 | 2347.0033 | 895 | 9388.013 | 895 | 37568.0725 | 895 | 150272.29
896 | 2352.2509 | 896 | 9409.0035 | 896 | 37652.0704 | 896 | 150608.2816
897 | 2357.5044 | 897 | 9430.0175 | 897 | 37736.1621 | 897 | 150944.6484
898 | 2362.7637 | 898 | 9451.0549 | 898 | 37820.3476 | 898 | 151281.3904
899 | 2368.0289 | 899 | 9472.1157 | 899 | 37904.6269 | 899 | 151618.5076
900 | 2373.3 | 900 | 9493.2 | 900 | 37989 | 900 | 151956
901 | 2378.5769 | 901 | 9514.3077 | 901 | 38073.4669 | 901 | 152293.8676
902 | 2383.8597 | 902 | 9535.4389 | 902 | 38158.0276 | 902 | 152632.1104
903 | 2389.1484 | 903 | 9556.5935 | 903 | 38242.6821 | 903 | 152970.7284
904 | 2394.4429 | 904 | 9577.7715 | 904 | 38327.4304 | 904 | 153309.7216
905 | 2399.7432 | 905 | 9598.973 | 905 | 38412.2725 | 905 | 153649.09
906 | 2405.0495 | 906 | 9620.1979 | 906 | 38497.2084 | 906 | 153988.8336
907 | 2410.3616 | 907 | 9641.4463 | 907 | 38582.2381 | 907 | 154328.9524
908 | 2415.6795 | 908 | 9662.7181 | 908 | 38667.3616 | 908 | 154669.4464
909 | 2421.0033 | 909 | 9684.0133 | 909 | 38752.5789 | 909 | 155010.3156
910 | 2426.333 | 910 | 9705.332 | 910 | 38837.89 | 910 | 155351.56
911 | 2431.6685 | 911 | 9726.6741 | 911 | 38923.2949 | 911 | 155693.1796
912 | 2437.0099 | 912 | 9748.0397 | 912 | 39008.7936 | 912 | 156035.1744
913 | 2442.3572 | 913 | 9769.4287 | 913 | 39094.3861 | 913 | 156377.5444
914 | 2447.7103 | 914 | 9790.8411 | 914 | 39180.0724 | 914 | 156720.2896
915 | 2453.0693 | 915 | 9812.277 | 915 | 39265.8525 | 915 | 157063.41
916 | 2458.4341 | 916 | 9833.7363 | 916 | 39351.7264 | 916 | 157406.9056
917 | 2463.8048 | 917 | 9855.2191 | 917 | 39437.6941 | 917 | 157750.7764
918 | 2469.1813 | 918 | 9876.7253 | 918 | 39523.7556 | 918 | 158095.0224
919 | 2474.5637 | 919 | 9898.2549 | 919 | 39609.9109 | 919 | 158439.6436
920 | 2479.952 | 920 | 9919.808 | 920 | 39696.16 | 920 | 158784.64
921 | 2485.3461 | 921 | 9941.3845 | 921 | 39782.5029 | 921 | 159130.0116
922 | 2490.7461 | 922 | 9962.9845 | 922 | 39868.9396 | 922 | 159475.7584
923 | 2496.152 | 923 | 9984.6079 | 923 | 39955.4701 | 923 | 159821.8804
924 | 2501.5637 | 924 | 10006.2547 | 924 | 40042.0944 | 924 | 160168.3776
925 | 2506.9812 | 925 | 10027.925 | 925 | 40128.8125 | 925 | 160515.25
926 | 2512.4047 | 926 | 10049.6187 | 926 | 40215.6244 | 926 | 160862.4976
927 | 2517.834 | 927 | 10071.3359 | 927 | 40302.5301 | 927 | 161210.1204
928 | 2523.2691 | 928 | 10093.0765 | 928 | 40389.5296 | 928 | 161558.1184
929 | 2528.7101 | 929 | 10114.8405 | 929 | 40476.6229 | 929 | 161906.4916
930 | 2534.157 | 930 | 10136.628 | 930 | 40563.81 | 930 | 162255.24
931 | 2539.6097 | 931 | 10158.4389 | 931 | 40651.0909 | 931 | 162604.3636
932 | 2545.0683 | 932 | 10180.2733 | 932 | 40738.4656 | 932 | 162953.8624
933 | 2550.5328 | 933 | 10202.1311 | 933 | 40825.9341 | 933 | 163303.7364
934 | 2556.0031 | 934 | 10224.0123 | 934 | 40913.4964 | 934 | 163653.9856
935 | 2561.4792 | 935 | 10245.917 | 935 | 41001.1525 | 935 | 164004.61
936 | 2566.9613 | 936 | 10267.8451 | 936 | 41088.9024 | 936 | 164355.6096
937 | 2572.4492 | 937 | 10289.7967 | 937 | 41176.7461 | 937 | 164706.9844
938 | 2577.9429 | 938 | 10311.7717 | 938 | 41264.6836 | 938 | 165058.7344
939 | 2583.4425 | 939 | 10333.7701 | 939 | 41352.7149 | 939 | 165410.8596
940 | 2588.948 | 940 | 10355.792 | 940 | 41440.84 | 940 | 165763.36
941 | 2594.4593 | 941 | 10377.8373 | 941 | 41529.0589 | 941 | 166116.2356
942 | 2599.9765 | 942 | 10399.9061 | 942 | 41617.3716 | 942 | 166469.4864
943 | 2605.4996 | 943 | 10421.9983 | 943 | 41705.7781 | 943 | 166823.1124
944 | 2611.0285 | 944 | 10444.1139 | 944 | 41794.2784 | 944 | 167177.1136
945 | 2616.5633 | 945 | 10466.253 | 945 | 41882.8725 | 945 | 167531.49
946 | 2622.1039 | 946 | 10488.4155 | 946 | 41971.5604 | 946 | 167886.2416
947 | 2627.6504 | 947 | 10510.6015 | 947 | 42060.3421 | 947 | 168241.3684
948 | 2633.2027 | 948 | 10532.8109 | 948 | 42149.2176 | 948 | 168596.8704
949 | 2638.7609 | 949 | 10555.0437 | 949 | 42238.1869 | 949 | 168952.7476
950 | 2644.325 | 950 | 10577.3 | 950 | 42327.25 | 950 | 169309
951 | 2649.8949 | 951 | 10599.5797 | 951 | 42416.4069 | 951 | 169665.6276
952 | 2655.4707 | 952 | 10621.8829 | 952 | 42505.6576 | 952 | 170022.6304
953 | 2661.0524 | 953 | 10644.2095 | 953 | 42595.0021 | 953 | 170380.0084
954 | 2666.6399 | 954 | 10666.5595 | 954 | 42684.4404 | 954 | 170737.7616
955 | 2672.2333 | 955 | 10688.933 | 955 | 42773.9725 | 955 | 171095.89
956 | 2677.8325 | 956 | 10711.3299 | 956 | 42863.5984 | 956 | 171454.3936
957 | 2683.4376 | 957 | 10733.7503 | 957 | 42953.3181 | 957 | 171813.2724
958 | 2689.0485 | 958 | 10756.1941 | 958 | 43043.1316 | 958 | 172172.5264
959 | 2694.6653 | 959 | 10778.6613 | 959 | 43133.0389 | 959 | 172532.1556
960 | 2700.288 | 960 | 10801.152 | 960 | 43223.04 | 960 | 172892.16
961 | 2705.9165 | 961 | 10823.6661 | 961 | 43313.1349 | 961 | 173252.5396
962 | 2711.5509 | 962 | 10846.2037 | 962 | 43403.3236 | 962 | 173613.2944
963 | 2717.1912 | 963 | 10868.7647 | 963 | 43493.6061 | 963 | 173974.4244
964 | 2722.8373 | 964 | 10891.3491 | 964 | 43583.9824 | 964 | 174335.9296
965 | 2728.4893 | 965 | 10913.957 | 965 | 43674.4525 | 965 | 174697.81
966 | 2734.1471 | 966 | 10936.5883 | 966 | 43765.0164 | 966 | 175060.0656
967 | 2739.8108 | 967 | 10959.2431 | 967 | 43855.6741 | 967 | 175422.6964
968 | 2745.4803 | 968 | 10981.9213 | 968 | 43946.4256 | 968 | 175785.7024
969 | 2751.1557 | 969 | 11004.6229 | 969 | 44037.2709 | 969 | 176149.0836
970 | 2756.837 | 970 | 11027.348 | 970 | 44128.21 | 970 | 176512.84
971 | 2762.5241 | 971 | 11050.0965 | 971 | 44219.2429 | 971 | 176876.9716
972 | 2768.2171 | 972 | 11072.8685 | 972 | 44310.3696 | 972 | 177241.4784
973 | 2773.916 | 973 | 11095.6639 | 973 | 44401.5901 | 973 | 177606.3604
974 | 2779.6207 | 974 | 11118.4827 | 974 | 44492.9044 | 974 | 177971.6176
975 | 2785.3313 | 975 | 11141.325 | 975 | 44584.3125 | 975 | 178337.25
976 | 2791.0477 | 976 | 11164.1907 | 976 | 44675.8144 | 976 | 178703.2576
977 | 2796.77 | 977 | 11187.0799 | 977 | 44767.4101 | 977 | 179069.6404
978 | 2802.4981 | 978 | 11209.9925 | 978 | 44859.0996 | 978 | 179436.3984
979 | 2808.2321 | 979 | 11232.9285 | 979 | 44950.8829 | 979 | 179803.5316
980 | 2813.972 | 980 | 11255.888 | 980 | 45042.76 | 980 | 180171.04
981 | 2819.7177 | 981 | 11278.8709 | 981 | 45134.7309 | 981 | 180538.9236
982 | 2825.4693 | 982 | 11301.8773 | 982 | 45226.7956 | 982 | 180907.1824
983 | 2831.2268 | 983 | 11324.9071 | 983 | 45318.9541 | 983 | 181275.8164
984 | 2836.9901 | 984 | 11347.9603 | 984 | 45411.2064 | 984 | 181644.8256
985 | 2842.7593 | 985 | 11371.037 | 985 | 45503.5525 | 985 | 182014.21
986 | 2848.5343 | 986 | 11394.1371 | 986 | 45595.9924 | 986 | 182383.9696
987 | 2854.3152 | 987 | 11417.2607 | 987 | 45688.5261 | 987 | 182754.1044
988 | 2860.1019 | 988 | 11440.4077 | 988 | 45781.1536 | 988 | 183124.6144
989 | 2865.8945 | 989 | 11463.5781 | 989 | 45873.8749 | 989 | 183495.4996
990 | 2871.693 | 990 | 11486.772 | 990 | 45966.69 | 990 | 183866.76
991 | 2877.4973 | 991 | 11509.9893 | 991 | 46059.5989 | 991 | 184238.3956
992 | 2883.3075 | 992 | 11533.2301 | 992 | 46152.6016 | 992 | 184610.4064
993 | 2889.1236 | 993 | 11556.4943 | 993 | 46245.6981 | 993 | 184982.7924
994 | 2894.9455 | 994 | 11579.7819 | 994 | 46338.8884 | 994 | 185355.5536
995 | 2900.7733 | 995 | 11603.093 | 995 | 46432.1725 | 995 | 185728.69
996 | 2906.6069 | 996 | 11626.4275 | 996 | 46525.5504 | 996 | 186102.2016
997 | 2912.4464 | 997 | 11649.7855 | 997 | 46619.0221 | 997 | 186476.0884
998 | 2918.2917 | 998 | 11673.1669 | 998 | 46712.5876 | 998 | 186850.3504
999 | 2924.1429 | 999 | 11696.5717 | 999 | 46806.2469 | 999 | 187224.9876
1000 | 2930 | 1000 | 11720 | 1000 | 46900 | 1000 | 187600
1001 | 2935.8629 | 1001 | 11743.4517 | 1001 | 46993.8469 | 1001 | 187975.3876
1002 | 2941.7317 | 1002 | 11766.9269 | 1002 | 47087.7876 | 1002 | 188351.1504
1003 | 2947.6064 | 1003 | 11790.4255 | 1003 | 47181.8221 | 1003 | 188727.2884
1004 | 2953.4869 | 1004 | 11813.9475 | 1004 | 47275.9504 | 1004 | 189103.8016
1005 | 2959.3733 | 1005 | 11837.493 | 1005 | 47370.1725 | 1005 | 189480.69
1006 | 2965.2655 | 1006 | 11861.0619 | 1006 | 47464.4884 | 1006 | 189857.9536
1007 | 2971.1636 | 1007 | 11884.6543 | 1007 | 47558.8981 | 1007 | 190235.5924
1008 | 2977.0675 | 1008 | 11908.2701 | 1008 | 47653.4016 | 1008 | 190613.6064
1009 | 2982.9773 | 1009 | 11931.9093 | 1009 | 47747.9989 | 1009 | 190991.9956
1010 | 2988.893 | 1010 | 11955.572 | 1010 | 47842.69 | 1010 | 191370.76
1011 | 2994.8145 | 1011 | 11979.2581 | 1011 | 47937.4749 | 1011 | 191749.8996
1012 | 3000.7419 | 1012 | 12002.9677 | 1012 | 48032.3536 | 1012 | 192129.4144
1013 | 3006.6752 | 1013 | 12026.7007 | 1013 | 48127.3261 | 1013 | 192509.3044
1014 | 3012.6143 | 1014 | 12050.4571 | 1014 | 48222.3924 | 1014 | 192889.5696
1015 | 3018.5592 | 1015 | 12074.237 | 1015 | 48317.5525 | 1015 | 193270.21
1016 | 3024.5101 | 1016 | 12098.0403 | 1016 | 48412.8064 | 1016 | 193651.2256
1017 | 3030.4668 | 1017 | 12121.8671 | 1017 | 48508.1541 | 1017 | 194032.6164
1018 | 3036.4293 | 1018 | 12145.7173 | 1018 | 48603.5956 | 1018 | 194414.3824
1019 | 3042.3977 | 1019 | 12169.5909 | 1019 | 48699.1309 | 1019 | 194796.5236
1020 | 3048.372 | 1020 | 12193.488 | 1020 | 48794.76 | 1020 | 195179.04
1021 | 3054.3521 | 1021 | 12217.4085 | 1021 | 48890.4829 | 1021 | 195561.9316
1022 | 3060.3381 | 1022 | 12241.3525 | 1022 | 48986.2996 | 1022 | 195945.1984
1023 | 3066.33 | 1023 | 12265.3199 | 1023 | 49082.2101 | 1023 | 196328.8404
1024 | 3072.3277 | 1024 | 12289.3107 | 1024 | 49178.2144 | 1024 | 196712.8576
1025 | 3078.3313 | 1025 | 12313.325 | 1025 | 49274.3125 | 1025 | 197097.25
1026 | 3084.3407 | 1026 | 12337.3627 | 1026 | 49370.5044 | 1026 | 197482.0176
1027 | 3090.356 | 1027 | 12361.4239 | 1027 | 49466.7901 | 1027 | 197867.1604
1028 | 3096.3771 | 1028 | 12385.5085 | 1028 | 49563.1696 | 1028 | 198252.6784
1029 | 3102.4041 | 1029 | 12409.6165 | 1029 | 49659.6429 | 1029 | 198638.5716
1030 | 3108.437 | 1030 | 12433.748 | 1030 | 49756.21 | 1030 | 199024.84
1031 | 3114.4757 | 1031 | 12457.9029 | 1031 | 49852.8709 | 1031 | 199411.4836
1032 | 3120.5203 | 1032 | 12482.0813 | 1032 | 49949.6256 | 1032 | 199798.5024
1033 | 3126.5708 | 1033 | 12506.2831 | 1033 | 50046.4741 | 1033 | 200185.8964
1034 | 3132.6271 | 1034 | 12530.5083 | 1034 | 50143.4164 | 1034 | 200573.6656
1035 | 3138.6892 | 1035 | 12554.757 | 1035 | 50240.4525 | 1035 | 200961.81
1036 | 3144.7573 | 1036 | 12579.0291 | 1036 | 50337.5824 | 1036 | 201350.3296
1037 | 3150.8312 | 1037 | 12603.3247 | 1037 | 50434.8061 | 1037 | 201739.2244
1038 | 3156.9109 | 1038 | 12627.6437 | 1038 | 50532.1236 | 1038 | 202128.4944
1039 | 3162.9965 | 1039 | 12651.9861 | 1039 | 50629.5349 | 1039 | 202518.1396
1040 | 3169.088 | 1040 | 12676.352 | 1040 | 50727.04 | 1040 | 202908.16
1041 | 3175.1853 | 1041 | 12700.7413 | 1041 | 50824.6389 | 1041 | 203298.5556
1042 | 3181.2885 | 1042 | 12725.1541 | 1042 | 50922.3316 | 1042 | 203689.3264
1043 | 3187.3976 | 1043 | 12749.5903 | 1043 | 51020.1181 | 1043 | 204080.4724
1044 | 3193.5125 | 1044 | 12774.0499 | 1044 | 51117.9984 | 1044 | 204471.9936
1045 | 3199.6332 | 1045 | 12798.533 | 1045 | 51215.9725 | 1045 | 204863.89
1046 | 3205.7599 | 1046 | 12823.0395 | 1046 | 51314.0404 | 1046 | 205256.1616
1047 | 3211.8924 | 1047 | 12847.5695 | 1047 | 51412.2021 | 1047 | 205648.8084
1048 | 3218.0307 | 1048 | 12872.1229 | 1048 | 51510.4576 | 1048 | 206041.8304
1049 | 3224.1749 | 1049 | 12896.6997 | 1049 | 51608.8069 | 1049 | 206435.2276
1050 | 3230.325 | 1050 | 12921.3 | 1050 | 51707.25 | 1050 | 206829
1051 | 3236.4809 | 1051 | 12945.9237 | 1051 | 51805.7869 | 1051 | 207223.1476
1052 | 3242.6427 | 1052 | 12970.5709 | 1052 | 51904.4176 | 1052 | 207617.6704
1053 | 3248.8104 | 1053 | 12995.2415 | 1053 | 52003.1421 | 1053 | 208012.5684
1054 | 3254.9839 | 1054 | 13019.9355 | 1054 | 52101.9604 | 1054 | 208407.8416
1055 | 3261.1633 | 1055 | 13044.653 | 1055 | 52200.8725 | 1055 | 208803.49
1056 | 3267.3485 | 1056 | 13069.3939 | 1056 | 52299.8784 | 1056 | 209199.5136
1057 | 3273.5396 | 1057 | 13094.1583 | 1057 | 52398.9781 | 1057 | 209595.9124
1058 | 3279.7365 | 1058 | 13118.9461 | 1058 | 52498.1716 | 1058 | 209992.6864
1059 | 3285.9393 | 1059 | 13143.7573 | 1059 | 52597.4589 | 1059 | 210389.8356
1060 | 3292.148 | 1060 | 13168.592 | 1060 | 52696.84 | 1060 | 210787.36
1061 | 3298.3625 | 1061 | 13193.4501 | 1061 | 52796.3149 | 1061 | 211185.2596
1062 | 3304.5829 | 1062 | 13218.3317 | 1062 | 52895.8836 | 1062 | 211583.5344
1063 | 3310.8092 | 1063 | 13243.2367 | 1063 | 52995.5461 | 1063 | 211982.1844
1064 | 3317.0413 | 1064 | 13268.1651 | 1064 | 53095.3024 | 1064 | 212381.2096
1065 | 3323.2793 | 1065 | 13293.117 | 1065 | 53195.1525 | 1065 | 212780.61
1066 | 3329.5231 | 1066 | 13318.0923 | 1066 | 53295.0964 | 1066 | 213180.3856
1067 | 3335.7728 | 1067 | 13343.0911 | 1067 | 53395.1341 | 1067 | 213580.5364
1068 | 3342.0283 | 1068 | 13368.1133 | 1068 | 53495.2656 | 1068 | 213981.0624
1069 | 3348.2897 | 1069 | 13393.1589 | 1069 | 53595.4909 | 1069 | 214381.9636
1070 | 3354.557 | 1070 | 13418.228 | 1070 | 53695.81 | 1070 | 214783.24
1071 | 3360.8301 | 1071 | 13443.3205 | 1071 | 53796.2229 | 1071 | 215184.8916
1072 | 3367.1091 | 1072 | 13468.4365 | 1072 | 53896.7296 | 1072 | 215586.9184
1073 | 3373.394 | 1073 | 13493.5759 | 1073 | 53997.3301 | 1073 | 215989.3204
1074 | 3379.6847 | 1074 | 13518.7387 | 1074 | 54098.0244 | 1074 | 216392.0976
1075 | 3385.9812 | 1075 | 13543.925 | 1075 | 54198.8125 | 1075 | 216795.25
1076 | 3392.2837 | 1076 | 13569.1347 | 1076 | 54299.6944 | 1076 | 217198.7776
1077 | 3398.592 | 1077 | 13594.3679 | 1077 | 54400.6701 | 1077 | 217602.6804
1078 | 3404.9061 | 1078 | 13619.6245 | 1078 | 54501.7396 | 1078 | 218006.9584
1079 | 3411.2261 | 1079 | 13644.9045 | 1079 | 54602.9029 | 1079 | 218411.6116
1080 | 3417.552 | 1080 | 13670.208 | 1080 | 54704.16 | 1080 | 218816.64
1081 | 3423.8837 | 1081 | 13695.5349 | 1081 | 54805.5109 | 1081 | 219222.0436
1082 | 3430.2213 | 1082 | 13720.8853 | 1082 | 54906.9556 | 1082 | 219627.8224
1083 | 3436.5648 | 1083 | 13746.2591 | 1083 | 55008.4941 | 1083 | 220033.9764
1084 | 3442.9141 | 1084 | 13771.6563 | 1084 | 55110.1264 | 1084 | 220440.5056
1085 | 3449.2692 | 1085 | 13797.077 | 1085 | 55211.8525 | 1085 | 220847.41
1086 | 3455.6303 | 1086 | 13822.5211 | 1086 | 55313.6724 | 1086 | 221254.6896
1087 | 3461.9972 | 1087 | 13847.9887 | 1087 | 55415.5861 | 1087 | 221662.3444
1088 | 3468.3699 | 1088 | 13873.4797 | 1088 | 55517.5936 | 1088 | 222070.3744
1089 | 3474.7485 | 1089 | 13898.9941 | 1089 | 55619.6949 | 1089 | 222478.7796
1090 | 3481.133 | 1090 | 13924.532 | 1090 | 55721.89 | 1090 | 222887.56
1091 | 3487.5233 | 1091 | 13950.0933 | 1091 | 55824.1789 | 1091 | 223296.7156
1092 | 3493.9195 | 1092 | 13975.6781 | 1092 | 55926.5616 | 1092 | 223706.2464
1093 | 3500.3216 | 1093 | 14001.2863 | 1093 | 56029.0381 | 1093 | 224116.1524
1094 | 3506.7295 | 1094 | 14026.9179 | 1094 | 56131.6084 | 1094 | 224526.4336
1095 | 3513.1433 | 1095 | 14052.573 | 1095 | 56234.2725 | 1095 | 224937.09
1096 | 3519.5629 | 1096 | 14078.2515 | 1096 | 56337.0304 | 1096 | 225348.1216
1097 | 3525.9884 | 1097 | 14103.9535 | 1097 | 56439.8821 | 1097 | 225759.5284
1098 | 3532.4197 | 1098 | 14129.6789 | 1098 | 56542.8276 | 1098 | 226171.3104
1099 | 3538.8569 | 1099 | 14155.4277 | 1099 | 56645.8669 | 1099 | 226583.4676
1100 | 3545.3 | 1100 | 14181.2 | 1100 | 56749 | 1100 | 226996
1101 | 3551.7489 | 1101 | 14206.9957 | 1101 | 56852.2269 | 1101 | 227408.9076
1102 | 3558.2037 | 1102 | 14232.8149 | 1102 | 56955.5476 | 1102 | 227822.1904
1103 | 3564.6644 | 1103 | 14258.6575 | 1103 | 57058.9621 | 1103 | 228235.8484
1104 | 3571.1309 | 1104 | 14284.5235 | 1104 | 57162.4704 | 1104 | 228649.8816
1105 | 3577.6033 | 1105 | 14310.413 | 1105 | 57266.0725 | 1105 | 229064.29
1106 | 3584.0815 | 1106 | 14336.3259 | 1106 | 57369.7684 | 1106 | 229479.0736
1107 | 3590.5656 | 1107 | 14362.2623 | 1107 | 57473.5581 | 1107 | 229894.2324
1108 | 3597.0555 | 1108 | 14388.2221 | 1108 | 57577.4416 | 1108 | 230309.7664
1109 | 3603.5513 | 1109 | 14414.2053 | 1109 | 57681.4189 | 1109 | 230725.6756
1110 | 3610.053 | 1110 | 14440.212 | 1110 | 57785.49 | 1110 | 231141.96
1111 | 3616.5605 | 1111 | 14466.2421 | 1111 | 57889.6549 | 1111 | 231558.6196
1112 | 3623.0739 | 1112 | 14492.2957 | 1112 | 57993.9136 | 1112 | 231975.6544
1113 | 3629.5932 | 1113 | 14518.3727 | 1113 | 58098.2661 | 1113 | 232393.0644
1114 | 3636.1183 | 1114 | 14544.4731 | 1114 | 58202.7124 | 1114 | 232810.8496
1115 | 3642.6492 | 1115 | 14570.597 | 1115 | 58307.2525 | 1115 | 233229.01
1116 | 3649.1861 | 1116 | 14596.7443 | 1116 | 58411.8864 | 1116 | 233647.5456
1117 | 3655.7288 | 1117 | 14622.9151 | 1117 | 58516.6141 | 1117 | 234066.4564
1118 | 3662.2773 | 1118 | 14649.1093 | 1118 | 58621.4356 | 1118 | 234485.7424
1119 | 3668.8317 | 1119 | 14675.3269 | 1119 | 58726.3509 | 1119 | 234905.4036
1120 | 3675.392 | 1120 | 14701.568 | 1120 | 58831.36 | 1120 | 235325.44
1121 | 3681.9581 | 1121 | 14727.8325 | 1121 | 58936.4629 | 1121 | 235745.8516
1122 | 3688.5301 | 1122 | 14754.1205 | 1122 | 59041.6596 | 1122 | 236166.6384
1123 | 3695.108 | 1123 | 14780.4319 | 1123 | 59146.9501 | 1123 | 236587.8004
1124 | 3701.6917 | 1124 | 14806.7667 | 1124 | 59252.3344 | 1124 | 237009.3376
1125 | 3708.2812 | 1125 | 14833.125 | 1125 | 59357.8125 | 1125 | 237431.25
1126 | 3714.8767 | 1126 | 14859.5067 | 1126 | 59463.3844 | 1126 | 237853.5376
1127 | 3721.478 | 1127 | 14885.9119 | 1127 | 59569.0501 | 1127 | 238276.2004
1128 | 3728.0851 | 1128 | 14912.3405 | 1128 | 59674.8096 | 1128 | 238699.2384
1129 | 3734.6981 | 1129 | 14938.7925 | 1129 | 59780.6629 | 1129 | 239122.6516
1130 | 3741.317 | 1130 | 14965.268 | 1130 | 59886.61 | 1130 | 239546.44
1131 | 3747.9417 | 1131 | 14991.7669 | 1131 | 59992.6509 | 1131 | 239970.6036
1132 | 3754.5723 | 1132 | 15018.2893 | 1132 | 60098.7856 | 1132 | 240395.1424
1133 | 3761.2088 | 1133 | 15044.8351 | 1133 | 60205.0141 | 1133 | 240820.0564
1134 | 3767.8511 | 1134 | 15071.4043 | 1134 | 60311.3364 | 1134 | 241245.3456
1135 | 3774.4992 | 1135 | 15097.997 | 1135 | 60417.7525 | 1135 | 241671.01
1136 | 3781.1533 | 1136 | 15124.6131 | 1136 | 60524.2624 | 1136 | 242097.0496
1137 | 3787.8132 | 1137 | 15151.2527 | 1137 | 60630.8661 | 1137 | 242523.4644
1138 | 3794.4789 | 1138 | 15177.9157 | 1138 | 60737.5636 | 1138 | 242950.2544
1139 | 3801.1505 | 1139 | 15204.6021 | 1139 | 60844.3549 | 1139 | 243377.4196
1140 | 3807.828 | 1140 | 15231.312 | 1140 | 60951.24 | 1140 | 243804.96
1141 | 3814.5113 | 1141 | 15258.0453 | 1141 | 61058.2189 | 1141 | 244232.8756
1142 | 3821.2005 | 1142 | 15284.8021 | 1142 | 61165.2916 | 1142 | 244661.1664
1143 | 3827.8956 | 1143 | 15311.5823 | 1143 | 61272.4581 | 1143 | 245089.8324
1144 | 3834.5965 | 1144 | 15338.3859 | 1144 | 61379.7184 | 1144 | 245518.8736
1145 | 3841.3032 | 1145 | 15365.213 | 1145 | 61487.0725 | 1145 | 245948.29
1146 | 3848.0159 | 1146 | 15392.0635 | 1146 | 61594.5204 | 1146 | 246378.0816
1147 | 3854.7344 | 1147 | 15418.9375 | 1147 | 61702.0621 | 1147 | 246808.2484
1148 | 3861.4587 | 1148 | 15445.8349 | 1148 | 61809.6976 | 1148 | 247238.7904
1149 | 3868.1889 | 1149 | 15472.7557 | 1149 | 61917.4269 | 1149 | 247669.7076
1150 | 3874.925 | 1150 | 15499.7 | 1150 | 62025.25 | 1150 | 248101
1151 | 3881.6669 | 1151 | 15526.6677 | 1151 | 62133.1669 | 1151 | 248532.6676
1152 | 3888.4147 | 1152 | 15553.6589 | 1152 | 62241.1776 | 1152 | 248964.7104
1153 | 3895.1684 | 1153 | 15580.6735 | 1153 | 62349.2821 | 1153 | 249397.1284
1154 | 3901.9279 | 1154 | 15607.7115 | 1154 | 62457.4804 | 1154 | 249829.9216
1155 | 3908.6932 | 1155 | 15634.773 | 1155 | 62565.7725 | 1155 | 250263.09
1156 | 3915.4645 | 1156 | 15661.8579 | 1156 | 62674.1584 | 1156 | 250696.6336
1157 | 3922.2416 | 1157 | 15688.9663 | 1157 | 62782.6381 | 1157 | 251130.5524
1158 | 3929.0245 | 1158 | 15716.0981 | 1158 | 62891.2116 | 1158 | 251564.8464
1159 | 3935.8133 | 1159 | 15743.2533 | 1159 | 62999.8789 | 1159 | 251999.5156
1160 | 3942.608 | 1160 | 15770.432 | 1160 | 63108.64 | 1160 | 252434.56
1161 | 3949.4085 | 1161 | 15797.6341 | 1161 | 63217.4949 | 1161 | 252869.9796
1162 | 3956.2149 | 1162 | 15824.8597 | 1162 | 63326.4436 | 1162 | 253305.7744
1163 | 3963.0272 | 1163 | 15852.1087 | 1163 | 63435.4861 | 1163 | 253741.9444
1164 | 3969.8453 | 1164 | 15879.3811 | 1164 | 63544.6224 | 1164 | 254178.4896
1165 | 3976.6692 | 1165 | 15906.677 | 1165 | 63653.8525 | 1165 | 254615.41
1166 | 3983.4991 | 1166 | 15933.9963 | 1166 | 63763.1764 | 1166 | 255052.7056
1167 | 3990.3348 | 1167 | 15961.3391 | 1167 | 63872.5941 | 1167 | 255490.3764
1168 | 3997.1763 | 1168 | 15988.7053 | 1168 | 63982.1056 | 1168 | 255928.4224
1169 | 4004.0237 | 1169 | 16016.0949 | 1169 | 64091.7109 | 1169 | 256366.8436
1170 | 4010.877 | 1170 | 16043.508 | 1170 | 64201.41 | 1170 | 256805.64
1171 | 4017.7361 | 1171 | 16070.9445 | 1171 | 64311.2029 | 1171 | 257244.8116
1172 | 4024.6011 | 1172 | 16098.4045 | 1172 | 64421.0896 | 1172 | 257684.3584
1173 | 4031.472 | 1173 | 16125.8879 | 1173 | 64531.0701 | 1173 | 258124.2804
1174 | 4038.3487 | 1174 | 16153.3947 | 1174 | 64641.1444 | 1174 | 258564.5776
1175 | 4045.2312 | 1175 | 16180.925 | 1175 | 64751.3125 | 1175 | 259005.25
1176 | 4052.1197 | 1176 | 16208.4787 | 1176 | 64861.5744 | 1176 | 259446.2976
1177 | 4059.014 | 1177 | 16236.0559 | 1177 | 64971.9301 | 1177 | 259887.7204
1178 | 4065.9141 | 1178 | 16263.6565 | 1178 | 65082.3796 | 1178 | 260329.5184
1179 | 4072.8201 | 1179 | 16291.2805 | 1179 | 65192.9229 | 1179 | 260771.6916
1180 | 4079.732 | 1180 | 16318.928 | 1180 | 65303.56 | 1180 | 261214.24
1181 | 4086.6497 | 1181 | 16346.5989 | 1181 | 65414.2909 | 1181 | 261657.1636
1182 | 4093.5733 | 1182 | 16374.2933 | 1182 | 65525.1156 | 1182 | 262100.4624
1183 | 4100.5028 | 1183 | 16402.0111 | 1183 | 65636.0341 | 1183 | 262544.1364
1184 | 4107.4381 | 1184 | 16429.7523 | 1184 | 65747.0464 | 1184 | 262988.1856
1185 | 4114.3792 | 1185 | 16457.517 | 1185 | 65858.1525 | 1185 | 263432.61
1186 | 4121.3263 | 1186 | 16485.3051 | 1186 | 65969.3524 | 1186 | 263877.4096
1187 | 4128.2792 | 1187 | 16513.1167 | 1187 | 66080.6461 | 1187 | 264322.5844
1188 | 4135.2379 | 1188 | 16540.9517 | 1188 | 66192.0336 | 1188 | 264768.1344
1189 | 4142.2025 | 1189 | 16568.8101 | 1189 | 66303.5149 | 1189 | 265214.0596
1190 | 4149.173 | 1190 | 16596.692 | 1190 | 66415.09 | 1190 | 265660.36
1191 | 4156.1493 | 1191 | 16624.5973 | 1191 | 66526.7589 | 1191 | 266107.0356
1192 | 4163.1315 | 1192 | 16652.5261 | 1192 | 66638.5216 | 1192 | 266554.0864
1193 | 4170.1196 | 1193 | 16680.4783 | 1193 | 66750.3781 | 1193 | 267001.5124
1194 | 4177.1135 | 1194 | 16708.4539 | 1194 | 66862.3284 | 1194 | 267449.3136
1195 | 4184.1133 | 1195 | 16736.453 | 1195 | 66974.3725 | 1195 | 267897.49
1196 | 4191.1189 | 1196 | 16764.4755 | 1196 | 67086.5104 | 1196 | 268346.0416
1197 | 4198.1304 | 1197 | 16792.5215 | 1197 | 67198.7421 | 1197 | 268794.9684
1198 | 4205.1477 | 1198 | 16820.5909 | 1198 | 67311.0676 | 1198 | 269244.2704
1199 | 4212.1709 | 1199 | 16848.6837 | 1199 | 67423.4869 | 1199 | 269693.9476
1200 | 4219.2 | 1200 | 16876.8 | 1200 | 67536 | 1200 | 270144
1201 | 4226.2349 | 1201 | 16904.9397 | 1201 | 67648.6069 | 1201 | 270594.4276
1202 | 4233.2757 | 1202 | 16933.1029 | 1202 | 67761.3076 | 1202 | 271045.2304
1203 | 4240.3224 | 1203 | 16961.2895 | 1203 | 67874.1021 | 1203 | 271496.4084
1204 | 4247.3749 | 1204 | 16989.4995 | 1204 | 67986.9904 | 1204 | 271947.9616
1205 | 4254.4333 | 1205 | 17017.733 | 1205 | 68099.9725 | 1205 | 272399.89
1206 | 4261.4975 | 1206 | 17045.9899 | 1206 | 68213.0484 | 1206 | 272852.1936
1207 | 4268.5676 | 1207 | 17074.2703 | 1207 | 68326.2181 | 1207 | 273304.8724
1208 | 4275.6435 | 1208 | 17102.5741 | 1208 | 68439.4816 | 1208 | 273757.9264
1209 | 4282.7253 | 1209 | 17130.9013 | 1209 | 68552.8389 | 1209 | 274211.3556
1210 | 4289.813 | 1210 | 17159.252 | 1210 | 68666.29 | 1210 | 274665.16
1211 | 4296.9065 | 1211 | 17187.6261 | 1211 | 68779.8349 | 1211 | 275119.3396
1212 | 4304.0059 | 1212 | 17216.0237 | 1212 | 68893.4736 | 1212 | 275573.8944
1213 | 4311.1112 | 1213 | 17244.4447 | 1213 | 69007.2061 | 1213 | 276028.8244
1214 | 4318.2223 | 1214 | 17272.8891 | 1214 | 69121.0324 | 1214 | 276484.1296
1215 | 4325.3392 | 1215 | 17301.357 | 1215 | 69234.9525 | 1215 | 276939.81
1216 | 4332.4621 | 1216 | 17329.8483 | 1216 | 69348.9664 | 1216 | 277395.8656
1217 | 4339.5908 | 1217 | 17358.3631 | 1217 | 69463.0741 | 1217 | 277852.2964
1218 | 4346.7253 | 1218 | 17386.9013 | 1218 | 69577.2756 | 1218 | 278309.1024
1219 | 4353.8657 | 1219 | 17415.4629 | 1219 | 69691.5709 | 1219 | 278766.2836
1220 | 4361.012 | 1220 | 17444.048 | 1220 | 69805.96 | 1220 | 279223.84
1221 | 4368.1641 | 1221 | 17472.6565 | 1221 | 69920.4429 | 1221 | 279681.7716
1222 | 4375.3221 | 1222 | 17501.2885 | 1222 | 70035.0196 | 1222 | 280140.0784
1223 | 4382.486 | 1223 | 17529.9439 | 1223 | 70149.6901 | 1223 | 280598.7604
1224 | 4389.6557 | 1224 | 17558.6227 | 1224 | 70264.4544 | 1224 | 281057.8176
1225 | 4396.8313 | 1225 | 17587.325 | 1225 | 70379.3125 | 1225 | 281517.25
1226 | 4404.0127 | 1226 | 17616.0507 | 1226 | 70494.2644 | 1226 | 281977.0576
1227 | 4411.2 | 1227 | 17644.7999 | 1227 | 70609.3101 | 1227 | 282437.2404
1228 | 4418.3931 | 1228 | 17673.5725 | 1228 | 70724.4496 | 1228 | 282897.7984
1229 | 4425.5921 | 1229 | 17702.3685 | 1229 | 70839.6829 | 1229 | 283358.7316
1230 | 4432.797 | 1230 | 17731.188 | 1230 | 70955.01 | 1230 | 283820.04
1231 | 4440.0077 | 1231 | 17760.0309 | 1231 | 71070.4309 | 1231 | 284281.7236
1232 | 4447.2243 | 1232 | 17788.8973 | 1232 | 71185.9456 | 1232 | 284743.7824
1233 | 4454.4468 | 1233 | 17817.7871 | 1233 | 71301.5541 | 1233 | 285206.2164
1234 | 4461.6751 | 1234 | 17846.7003 | 1234 | 71417.2564 | 1234 | 285669.0256
1235 | 4468.9092 | 1235 | 17875.637 | 1235 | 71533.0525 | 1235 | 286132.21
1236 | 4476.1493 | 1236 | 17904.5971 | 1236 | 71648.9424 | 1236 | 286595.7696
1237 | 4483.3952 | 1237 | 17933.5807 | 1237 | 71764.9261 | 1237 | 287059.7044
1238 | 4490.6469 | 1238 | 17962.5877 | 1238 | 71881.0036 | 1238 | 287524.0144
1239 | 4497.9045 | 1239 | 17991.6181 | 1239 | 71997.1749 | 1239 | 287988.6996
1240 | 4505.168 | 1240 | 18020.672 | 1240 | 72113.44 | 1240 | 288453.76
1241 | 4512.4373 | 1241 | 18049.7493 | 1241 | 72229.7989 | 1241 | 288919.1956
1242 | 4519.7125 | 1242 | 18078.8501 | 1242 | 72346.2516 | 1242 | 289385.0064
1243 | 4526.9936 | 1243 | 18107.9743 | 1243 | 72462.7981 | 1243 | 289851.1924
1244 | 4534.2805 | 1244 | 18137.1219 | 1244 | 72579.4384 | 1244 | 290317.7536
1245 | 4541.5733 | 1245 | 18166.293 | 1245 | 72696.1725 | 1245 | 290784.69
1246 | 4548.8719 | 1246 | 18195.4875 | 1246 | 72813.0004 | 1246 | 291252.0016
1247 | 4556.1764 | 1247 | 18224.7055 | 1247 | 72929.9221 | 1247 | 291719.6884
1248 | 4563.4867 | 1248 | 18253.9469 | 1248 | 73046.9376 | 1248 | 292187.7504
1249 | 4570.8029 | 1249 | 18283.2117 | 1249 | 73164.0469 | 1249 | 292656.1876
1250 | 4578.125 | 1250 | 18312.5 | 1250 | 73281.25 | 1250 | 293125
1251 | 4585.4529 | 1251 | 18341.8117 | 1251 | 73398.5469 | 1251 | 293594.1876
1252 | 4592.7867 | 1252 | 18371.1469 | 1252 | 73515.9376 | 1252 | 294063.7504
1253 | 4600.1264 | 1253 | 18400.5055 | 1253 | 73633.4221 | 1253 | 294533.6884
1254 | 4607.4719 | 1254 | 18429.8875 | 1254 | 73751.0004 | 1254 | 295004.0016
1255 | 4614.8233 | 1255 | 18459.293 | 1255 | 73868.6725 | 1255 | 295474.69
1256 | 4622.1805 | 1256 | 18488.7219 | 1256 | 73986.4384 | 1256 | 295945.7536
1257 | 4629.5436 | 1257 | 18518.1743 | 1257 | 74104.2981 | 1257 | 296417.1924
1258 | 4636.9125 | 1258 | 18547.6501 | 1258 | 74222.2516 | 1258 | 296889.0064
1259 | 4644.2873 | 1259 | 18577.1493 | 1259 | 74340.2989 | 1259 | 297361.1956
1260 | 4651.668 | 1260 | 18606.672 | 1260 | 74458.44 | 1260 | 297833.76
1261 | 4659.0545 | 1261 | 18636.2181 | 1261 | 74576.6749 | 1261 | 298306.6996
1262 | 4666.4469 | 1262 | 18665.7877 | 1262 | 74695.0036 | 1262 | 298780.0144
1263 | 4673.8452 | 1263 | 18695.3807 | 1263 | 74813.4261 | 1263 | 299253.7044
1264 | 4681.2493 | 1264 | 18724.9971 | 1264 | 74931.9424 | 1264 | 299727.7696
1265 | 4688.6592 | 1265 | 18754.637 | 1265 | 75050.5525 | 1265 | 300202.21
1266 | 4696.0751 | 1266 | 18784.3003 | 1266 | 75169.2564 | 1266 | 300677.0256
1267 | 4703.4968 | 1267 | 18813.9871 | 1267 | 75288.0541 | 1267 | 301152.2164
1268 | 4710.9243 | 1268 | 18843.6973 | 1268 | 75406.9456 | 1268 | 301627.7824
1269 | 4718.3577 | 1269 | 18873.4309 | 1269 | 75525.9309 | 1269 | 302103.7236
1270 | 4725.797 | 1270 | 18903.188 | 1270 | 75645.01 | 1270 | 302580.04
1271 | 4733.2421 | 1271 | 18932.9685 | 1271 | 75764.1829 | 1271 | 303056.7316
1272 | 4740.6931 | 1272 | 18962.7725 | 1272 | 75883.4496 | 1272 | 303533.7984
1273 | 4748.15 | 1273 | 18992.5999 | 1273 | 76002.8101 | 1273 | 304011.2404
1274 | 4755.6127 | 1274 | 19022.4507 | 1274 | 76122.2644 | 1274 | 304489.0576
1275 | 4763.0813 | 1275 | 19052.325 | 1275 | 76241.8125 | 1275 | 304967.25
1276 | 4770.5557 | 1276 | 19082.2227 | 1276 | 76361.4544 | 1276 | 305445.8176
1277 | 4778.036 | 1277 | 19112.1439 | 1277 | 76481.1901 | 1277 | 305924.7604
1278 | 4785.5221 | 1278 | 19142.0885 | 1278 | 76601.0196 | 1278 | 306404.0784
1279 | 4793.0141 | 1279 | 19172.0565 | 1279 | 76720.9429 | 1279 | 306883.7716
1280 | 4800.512 | 1280 | 19202.048 | 1280 | 76840.96 | 1280 | 307363.84
1281 | 4808.0157 | 1281 | 19232.0629 | 1281 | 76961.0709 | 1281 | 307844.2836
1282 | 4815.5253 | 1282 | 19262.1013 | 1282 | 77081.2756 | 1282 | 308325.1024
1283 | 4823.0408 | 1283 | 19292.1631 | 1283 | 77201.5741 | 1283 | 308806.2964
1284 | 4830.5621 | 1284 | 19322.2483 | 1284 | 77321.9664 | 1284 | 309287.8656
1285 | 4838.0892 | 1285 | 19352.357 | 1285 | 77442.4525 | 1285 | 309769.81
1286 | 4845.6223 | 1286 | 19382.4891 | 1286 | 77563.0324 | 1286 | 310252.1296
1287 | 4853.1612 | 1287 | 19412.6447 | 1287 | 77683.7061 | 1287 | 310734.8244
1288 | 4860.7059 | 1288 | 19442.8237 | 1288 | 77804.4736 | 1288 | 311217.8944
1289 | 4868.2565 | 1289 | 19473.0261 | 1289 | 77925.3349 | 1289 | 311701.3396
1290 | 4875.813 | 1290 | 19503.252 | 1290 | 78046.29 | 1290 | 312185.16
1291 | 4883.3753 | 1291 | 19533.5013 | 1291 | 78167.3389 | 1291 | 312669.3556
1292 | 4890.9435 | 1292 | 19563.7741 | 1292 | 78288.4816 | 1292 | 313153.9264
1293 | 4898.5176 | 1293 | 19594.0703 | 1293 | 78409.7181 | 1293 | 313638.8724
1294 | 4906.0975 | 1294 | 19624.3899 | 1294 | 78531.0484 | 1294 | 314124.1936
1295 | 4913.6833 | 1295 | 19654.733 | 1295 | 78652.4725 | 1295 | 314609.89
1296 | 4921.2749 | 1296 | 19685.0995 | 1296 | 78773.9904 | 1296 | 315095.9616
1297 | 4928.8724 | 1297 | 19715.4895 | 1297 | 78895.6021 | 1297 | 315582.4084
1298 | 4936.4757 | 1298 | 19745.9029 | 1298 | 79017.3076 | 1298 | 316069.2304
1299 | 4944.0849 | 1299 | 19776.3397 | 1299 | 79139.1069 | 1299 | 316556.4276
1300 | 4951.7 | 1300 | 19806.8 | 1300 | 79261 | 1300 | 317044
1301 | 4959.3209 | 1301 | 19837.2837 | 1301 | 79382.9869 | 1301 | 317531.9476
1302 | 4966.9477 | 1302 | 19867.7909 | 1302 | 79505.0676 | 1302 | 318020.2704
1303 | 4974.5804 | 1303 | 19898.3215 | 1303 | 79627.2421 | 1303 | 318508.9684
1304 | 4982.2189 | 1304 | 19928.8755 | 1304 | 79749.5104 | 1304 | 318998.0416
1305 | 4989.8633 | 1305 | 19959.453 | 1305 | 79871.8725 | 1305 | 319487.49
1306 | 4997.5135 | 1306 | 19990.0539 | 1306 | 79994.3284 | 1306 | 319977.3136
1307 | 5005.1696 | 1307 | 20020.6783 | 1307 | 80116.8781 | 1307 | 320467.5124
1308 | 5012.8315 | 1308 | 20051.3261 | 1308 | 80239.5216 | 1308 | 320958.0864
1309 | 5020.4993 | 1309 | 20081.9973 | 1309 | 80362.2589 | 1309 | 321449.0356
1310 | 5028.173 | 1310 | 20112.692 | 1310 | 80485.09 | 1310 | 321940.36
1311 | 5035.8525 | 1311 | 20143.4101 | 1311 | 80608.0149 | 1311 | 322432.0596
1312 | 5043.5379 | 1312 | 20174.1517 | 1312 | 80731.0336 | 1312 | 322924.1344
1313 | 5051.2292 | 1313 | 20204.9167 | 1313 | 80854.1461 | 1313 | 323416.5844
1314 | 5058.9263 | 1314 | 20235.7051 | 1314 | 80977.3524 | 1314 | 323909.4096
1315 | 5066.6292 | 1315 | 20266.517 | 1315 | 81100.6525 | 1315 | 324402.61
1316 | 5074.3381 | 1316 | 20297.3523 | 1316 | 81224.0464 | 1316 | 324896.1856
1317 | 5082.0528 | 1317 | 20328.2111 | 1317 | 81347.5341 | 1317 | 325390.1364
1318 | 5089.7733 | 1318 | 20359.0933 | 1318 | 81471.1156 | 1318 | 325884.4624
1319 | 5097.4997 | 1319 | 20389.9989 | 1319 | 81594.7909 | 1319 | 326379.1636
1320 | 5105.232 | 1320 | 20420.928 | 1320 | 81718.56 | 1320 | 326874.24
1321 | 5112.9701 | 1321 | 20451.8805 | 1321 | 81842.4229 | 1321 | 327369.6916
1322 | 5120.7141 | 1322 | 20482.8565 | 1322 | 81966.3796 | 1322 | 327865.5184
1323 | 5128.464 | 1323 | 20513.8559 | 1323 | 82090.4301 | 1323 | 328361.7204
1324 | 5136.2197 | 1324 | 20544.8787 | 1324 | 82214.5744 | 1324 | 328858.2976
1325 | 5143.9812 | 1325 | 20575.925 | 1325 | 82338.8125 | 1325 | 329355.25
1326 | 5151.7487 | 1326 | 20606.9947 | 1326 | 82463.1444 | 1326 | 329852.5776
1327 | 5159.522 | 1327 | 20638.0879 | 1327 | 82587.5701 | 1327 | 330350.2804
1328 | 5167.3011 | 1328 | 20669.2045 | 1328 | 82712.0896 | 1328 | 330848.3584
1329 | 5175.0861 | 1329 | 20700.3445 | 1329 | 82836.7029 | 1329 | 331346.8116
1330 | 5182.877 | 1330 | 20731.508 | 1330 | 82961.41 | 1330 | 331845.64
1331 | 5190.6737 | 1331 | 20762.6949 | 1331 | 83086.2109 | 1331 | 332344.8436
1332 | 5198.4763 | 1332 | 20793.9053 | 1332 | 83211.1056 | 1332 | 332844.4224
1333 | 5206.2848 | 1333 | 20825.1391 | 1333 | 83336.0941 | 1333 | 333344.3764
1334 | 5214.0991 | 1334 | 20856.3963 | 1334 | 83461.1764 | 1334 | 333844.7056
1335 | 5221.9192 | 1335 | 20887.677 | 1335 | 83586.3525 | 1335 | 334345.41
1336 | 5229.7453 | 1336 | 20918.9811 | 1336 | 83711.6224 | 1336 | 334846.4896
1337 | 5237.5772 | 1337 | 20950.3087 | 1337 | 83836.9861 | 1337 | 335347.9444
1338 | 5245.4149 | 1338 | 20981.6597 | 1338 | 83962.4436 | 1338 | 335849.7744
1339 | 5253.2585 | 1339 | 21013.0341 | 1339 | 84087.9949 | 1339 | 336351.9796
1340 | 5261.108 | 1340 | 21044.432 | 1340 | 84213.64 | 1340 | 336854.56
1341 | 5268.9633 | 1341 | 21075.8533 | 1341 | 84339.3789 | 1341 | 337357.5156
1342 | 5276.8245 | 1342 | 21107.2981 | 1342 | 84465.2116 | 1342 | 337860.8464
1343 | 5284.6916 | 1343 | 21138.7663 | 1343 | 84591.1381 | 1343 | 338364.5524
1344 | 5292.5645 | 1344 | 21170.2579 | 1344 | 84717.1584 | 1344 | 338868.6336
1345 | 5300.4433 | 1345 | 21201.773 | 1345 | 84843.2725 | 1345 | 339373.09
1346 | 5308.3279 | 1346 | 21233.3115 | 1346 | 84969.4804 | 1346 | 339877.9216
1347 | 5316.2184 | 1347 | 21264.8735 | 1347 | 85095.7821 | 1347 | 340383.1284
1348 | 5324.1147 | 1348 | 21296.4589 | 1348 | 85222.1776 | 1348 | 340888.7104
1349 | 5332.0169 | 1349 | 21328.0677 | 1349 | 85348.6669 | 1349 | 341394.6676
1350 | 5339.925 | 1350 | 21359.7 | 1350 | 85475.25 | 1350 | 341901
1351 | 5347.8389 | 1351 | 21391.3557 | 1351 | 85601.9269 | 1351 | 342407.7076
1352 | 5355.7587 | 1352 | 21423.0349 | 1352 | 85728.6976 | 1352 | 342914.7904
1353 | 5363.6844 | 1353 | 21454.7375 | 1353 | 85855.5621 | 1353 | 343422.2484
1354 | 5371.6159 | 1354 | 21486.4635 | 1354 | 85982.5204 | 1354 | 343930.0816
1355 | 5379.5532 | 1355 | 21518.213 | 1355 | 86109.5725 | 1355 | 344438.29
1356 | 5387.4965 | 1356 | 21549.9859 | 1356 | 86236.7184 | 1356 | 344946.8736
1357 | 5395.4456 | 1357 | 21581.7823 | 1357 | 86363.9581 | 1357 | 345455.8324
1358 | 5403.4005 | 1358 | 21613.6021 | 1358 | 86491.2916 | 1358 | 345965.1664
1359 | 5411.3613 | 1359 | 21645.4453 | 1359 | 86618.7189 | 1359 | 346474.8756
1360 | 5419.328 | 1360 | 21677.312 | 1360 | 86746.24 | 1360 | 346984.96
1361 | 5427.3005 | 1361 | 21709.2021 | 1361 | 86873.8549 | 1361 | 347495.4196
1362 | 5435.2789 | 1362 | 21741.1157 | 1362 | 87001.5636 | 1362 | 348006.2544
1363 | 5443.2632 | 1363 | 21773.0527 | 1363 | 87129.3661 | 1363 | 348517.4644
1364 | 5451.2533 | 1364 | 21805.0131 | 1364 | 87257.2624 | 1364 | 349029.0496
1365 | 5459.2492 | 1365 | 21836.997 | 1365 | 87385.2525 | 1365 | 349541.01
1366 | 5467.2511 | 1366 | 21869.0043 | 1366 | 87513.3364 | 1366 | 350053.3456
1367 | 5475.2588 | 1367 | 21901.0351 | 1367 | 87641.5141 | 1367 | 350566.0564
1368 | 5483.2723 | 1368 | 21933.0893 | 1368 | 87769.7856 | 1368 | 351079.1424
1369 | 5491.2917 | 1369 | 21965.1669 | 1369 | 87898.1509 | 1369 | 351592.6036
1370 | 5499.317 | 1370 | 21997.268 | 1370 | 88026.61 | 1370 | 352106.44
1371 | 5507.3481 | 1371 | 22029.3925 | 1371 | 88155.1629 | 1371 | 352620.6516
1372 | 5515.3851 | 1372 | 22061.5405 | 1372 | 88283.8096 | 1372 | 353135.2384
1373 | 5523.428 | 1373 | 22093.7119 | 1373 | 88412.5501 | 1373 | 353650.2004
1374 | 5531.4767 | 1374 | 22125.9067 | 1374 | 88541.3844 | 1374 | 354165.5376
1375 | 5539.5312 | 1375 | 22158.125 | 1375 | 88670.3125 | 1375 | 354681.25
1376 | 5547.5917 | 1376 | 22190.3667 | 1376 | 88799.3344 | 1376 | 355197.3376
1377 | 5555.658 | 1377 | 22222.6319 | 1377 | 88928.4501 | 1377 | 355713.8004
1378 | 5563.7301 | 1378 | 22254.9205 | 1378 | 89057.6596 | 1378 | 356230.6384
1379 | 5571.8081 | 1379 | 22287.2325 | 1379 | 89186.9629 | 1379 | 356747.8516
1380 | 5579.892 | 1380 | 22319.568 | 1380 | 89316.36 | 1380 | 357265.44
1381 | 5587.9817 | 1381 | 22351.9269 | 1381 | 89445.8509 | 1381 | 357783.4036
1382 | 5596.0773 | 1382 | 22384.3093 | 1382 | 89575.4356 | 1382 | 358301.7424
1383 | 5604.1788 | 1383 | 22416.7151 | 1383 | 89705.1141 | 1383 | 358820.4564
1384 | 5612.2861 | 1384 | 22449.1443 | 1384 | 89834.8864 | 1384 | 359339.5456
1385 | 5620.3993 | 1385 | 22481.597 | 1385 | 89964.7525 | 1385 | 359859.01
1386 | 5628.5183 | 1386 | 22514.0731 | 1386 | 90094.7124 | 1386 | 360378.8496
1387 | 5636.6432 | 1387 | 22546.5727 | 1387 | 90224.7661 | 1387 | 360899.0644
1388 | 5644.7739 | 1388 | 22579.0957 | 1388 | 90354.9136 | 1388 | 361419.6544
1389 | 5652.9105 | 1389 | 22611.6421 | 1389 | 90485.1549 | 1389 | 361940.6196
1390 | 5661.053 | 1390 | 22644.212 | 1390 | 90615.49 | 1390 | 362461.96
1391 | 5669.2013 | 1391 | 22676.8053 | 1391 | 90745.9189 | 1391 | 362983.6756
1392 | 5677.3555 | 1392 | 22709.4221 | 1392 | 90876.4416 | 1392 | 363505.7664
1393 | 5685.5156 | 1393 | 22742.0623 | 1393 | 91007.0581 | 1393 | 364028.2324
1394 | 5693.6815 | 1394 | 22774.7259 | 1394 | 91137.7684 | 1394 | 364551.0736
1395 | 5701.8533 | 1395 | 22807.413 | 1395 | 91268.5725 | 1395 | 365074.29
1396 | 5710.0309 | 1396 | 22840.1235 | 1396 | 91399.4704 | 1396 | 365597.8816
1397 | 5718.2144 | 1397 | 22872.8575 | 1397 | 91530.4621 | 1397 | 366121.8484
1398 | 5726.4037 | 1398 | 22905.6149 | 1398 | 91661.5476 | 1398 | 366646.1904
1399 | 5734.5989 | 1399 | 22938.3957 | 1399 | 91792.7269 | 1399 | 367170.9076
1400 | 5742.8 | 1400 | 22971.2 | 1400 | 91924 | 1400 | 367696
1401 | 5751.0069 | 1401 | 23004.0277 | 1401 | 92055.3669 | 1401 | 368221.4676
1402 | 5759.2197 | 1402 | 23036.8789 | 1402 | 92186.8276 | 1402 | 368747.3104
1403 | 5767.4384 | 1403 | 23069.7535 | 1403 | 92318.3821 | 1403 | 369273.5284
1404 | 5775.6629 | 1404 | 23102.6515 | 1404 | 92450.0304 | 1404 | 369800.1216
1405 | 5783.8933 | 1405 | 23135.573 | 1405 | 92581.7725 | 1405 | 370327.09
1406 | 5792.1295 | 1406 | 23168.5179 | 1406 | 92713.6084 | 1406 | 370854.4336
1407 | 5800.3716 | 1407 | 23201.4863 | 1407 | 92845.5381 | 1407 | 371382.1524
1408 | 5808.6195 | 1408 | 23234.4781 | 1408 | 92977.5616 | 1408 | 371910.2464
1409 | 5816.8733 | 1409 | 23267.4933 | 1409 | 93109.6789 | 1409 | 372438.7156
1410 | 5825.133 | 1410 | 23300.532 | 1410 | 93241.89 | 1410 | 372967.56
1411 | 5833.3985 | 1411 | 23333.5941 | 1411 | 93374.1949 | 1411 | 373496.7796
1412 | 5841.6699 | 1412 | 23366.6797 | 1412 | 93506.5936 | 1412 | 374026.3744
1413 | 5849.9472 | 1413 | 23399.7887 | 1413 | 93639.0861 | 1413 | 374556.3444
1414 | 5858.2303 | 1414 | 23432.9211 | 1414 | 93771.6724 | 1414 | 375086.6896
1415 | 5866.5193 | 1415 | 23466.077 | 1415 | 93904.3525 | 1415 | 375617.41
1416 | 5874.8141 | 1416 | 23499.2563 | 1416 | 94037.1264 | 1416 | 376148.5056
1417 | 5883.1148 | 1417 | 23532.4591 | 1417 | 94169.9941 | 1417 | 376679.9764
1418 | 5891.4213 | 1418 | 23565.6853 | 1418 | 94302.9556 | 1418 | 377211.8224
1419 | 5899.7337 | 1419 | 23598.9349 | 1419 | 94436.0109 | 1419 | 377744.0436
1420 | 5908.052 | 1420 | 23632.208 | 1420 | 94569.16 | 1420 | 378276.64
1421 | 5916.3761 | 1421 | 23665.5045 | 1421 | 94702.4029 | 1421 | 378809.6116
1422 | 5924.7061 | 1422 | 23698.8245 | 1422 | 94835.7396 | 1422 | 379342.9584
1423 | 5933.042 | 1423 | 23732.1679 | 1423 | 94969.1701 | 1423 | 379876.6804
1424 | 5941.3837 | 1424 | 23765.5347 | 1424 | 95102.6944 | 1424 | 380410.7776
1425 | 5949.7312 | 1425 | 23798.925 | 1425 | 95236.3125 | 1425 | 380945.25
1426 | 5958.0847 | 1426 | 23832.3387 | 1426 | 95370.0244 | 1426 | 381480.0976
1427 | 5966.444 | 1427 | 23865.7759 | 1427 | 95503.8301 | 1427 | 382015.3204
1428 | 5974.8091 | 1428 | 23899.2365 | 1428 | 95637.7296 | 1428 | 382550.9184
1429 | 5983.1801 | 1429 | 23932.7205 | 1429 | 95771.7229 | 1429 | 383086.8916
1430 | 5991.557 | 1430 | 23966.228 | 1430 | 95905.81 | 1430 | 383623.24
1431 | 5999.9397 | 1431 | 23999.7589 | 1431 | 96039.9909 | 1431 | 384159.9636
1432 | 6008.3283 | 1432 | 24033.3133 | 1432 | 96174.2656 | 1432 | 384697.0624
1433 | 6016.7228 | 1433 | 24066.8911 | 1433 | 96308.6341 | 1433 | 385234.5364
1434 | 6025.1231 | 1434 | 24100.4923 | 1434 | 96443.0964 | 1434 | 385772.3856
1435 | 6033.5292 | 1435 | 24134.117 | 1435 | 96577.6525 | 1435 | 386310.61
1436 | 6041.9413 | 1436 | 24167.7651 | 1436 | 96712.3024 | 1436 | 386849.2096
1437 | 6050.3592 | 1437 | 24201.4367 | 1437 | 96847.0461 | 1437 | 387388.1844
1438 | 6058.7829 | 1438 | 24235.1317 | 1438 | 96981.8836 | 1438 | 387927.5344
1439 | 6067.2125 | 1439 | 24268.8501 | 1439 | 97116.8149 | 1439 | 388467.2596
1440 | 6075.648 | 1440 | 24302.592 | 1440 | 97251.84 | 1440 | 389007.36
1441 | 6084.0893 | 1441 | 24336.3573 | 1441 | 97386.9589 | 1441 | 389547.8356
1442 | 6092.5365 | 1442 | 24370.1461 | 1442 | 97522.1716 | 1442 | 390088.6864
1443 | 6100.9896 | 1443 | 24403.9583 | 1443 | 97657.4781 | 1443 | 390629.9124
1444 | 6109.4485 | 1444 | 24437.7939 | 1444 | 97792.8784 | 1444 | 391171.5136
1445 | 6117.9132 | 1445 | 24471.653 | 1445 | 97928.3725 | 1445 | 391713.49
1446 | 6126.3839 | 1446 | 24505.5355 | 1446 | 98063.9604 | 1446 | 392255.8416
1447 | 6134.8604 | 1447 | 24539.4415 | 1447 | 98199.6421 | 1447 | 392798.5684
1448 | 6143.3427 | 1448 | 24573.3709 | 1448 | 98335.4176 | 1448 | 393341.6704
1449 | 6151.8309 | 1449 | 24607.3237 | 1449 | 98471.2869 | 1449 | 393885.1476
1450 | 6160.325 | 1450 | 24641.3 | 1450 | 98607.25 | 1450 | 394429
1451 | 6168.8249 | 1451 | 24675.2997 | 1451 | 98743.3069 | 1451 | 394973.2276
1452 | 6177.3307 | 1452 | 24709.3229 | 1452 | 98879.4576 | 1452 | 395517.8304
1453 | 6185.8424 | 1453 | 24743.3695 | 1453 | 99015.7021 | 1453 | 396062.8084
1454 | 6194.3599 | 1454 | 24777.4395 | 1454 | 99152.0404 | 1454 | 396608.1616
1455 | 6202.8832 | 1455 | 24811.533 | 1455 | 99288.4725 | 1455 | 397153.89
1456 | 6211.4125 | 1456 | 24845.6499 | 1456 | 99424.9984 | 1456 | 397699.9936
1457 | 6219.9476 | 1457 | 24879.7903 | 1457 | 99561.6181 | 1457 | 398246.4724
1458 | 6228.4885 | 1458 | 24913.9541 | 1458 | 99698.3316 | 1458 | 398793.3264
1459 | 6237.0353 | 1459 | 24948.1413 | 1459 | 99835.1389 | 1459 | 399340.5556
1460 | 6245.588 | 1460 | 24982.352 | 1460 | 99972.04 | 1460 | 399888.16
1461 | 6254.1465 | 1461 | 25016.5861 | 1461 | 100109.0349 | 1461 | 400436.1396
1462 | 6262.7109 | 1462 | 25050.8437 | 1462 | 100246.1236 | 1462 | 400984.4944
1463 | 6271.2812 | 1463 | 25085.1247 | 1463 | 100383.3061 | 1463 | 401533.2244
1464 | 6279.8573 | 1464 | 25119.4291 | 1464 | 100520.5824 | 1464 | 402082.3296
1465 | 6288.4393 | 1465 | 25153.757 | 1465 | 100657.9525 | 1465 | 402631.81
1466 | 6297.0271 | 1466 | 25188.1083 | 1466 | 100795.4164 | 1466 | 403181.6656
1467 | 6305.6208 | 1467 | 25222.4831 | 1467 | 100932.9741 | 1467 | 403731.8964
1468 | 6314.2203 | 1468 | 25256.8813 | 1468 | 101070.6256 | 1468 | 404282.5024
1469 | 6322.8257 | 1469 | 25291.3029 | 1469 | 101208.3709 | 1469 | 404833.4836
1470 | 6331.437 | 1470 | 25325.748 | 1470 | 101346.21 | 1470 | 405384.84
1471 | 6340.0541 | 1471 | 25360.2165 | 1471 | 101484.1429 | 1471 | 405936.5716
1472 | 6348.6771 | 1472 | 25394.7085 | 1472 | 101622.1696 | 1472 | 406488.6784
1473 | 6357.306 | 1473 | 25429.2239 | 1473 | 101760.2901 | 1473 | 407041.1604
1474 | 6365.9407 | 1474 | 25463.7627 | 1474 | 101898.5044 | 1474 | 407594.0176
1475 | 6374.5813 | 1475 | 25498.325 | 1475 | 102036.8125 | 1475 | 408147.25
1476 | 6383.2277 | 1476 | 25532.9107 | 1476 | 102175.2144 | 1476 | 408700.8576
1477 | 6391.88 | 1477 | 25567.5199 | 1477 | 102313.7101 | 1477 | 409254.8404
1478 | 6400.5381 | 1478 | 25602.1525 | 1478 | 102452.2996 | 1478 | 409809.1984
1479 | 6409.2021 | 1479 | 25636.8085 | 1479 | 102590.9829 | 1479 | 410363.9316
1480 | 6417.872 | 1480 | 25671.488 | 1480 | 102729.76 | 1480 | 410919.04
1481 | 6426.5477 | 1481 | 25706.1909 | 1481 | 102868.6309 | 1481 | 411474.5236
1482 | 6435.2293 | 1482 | 25740.9173 | 1482 | 103007.5956 | 1482 | 412030.3824
1483 | 6443.9168 | 1483 | 25775.6671 | 1483 | 103146.6541 | 1483 | 412586.6164
1484 | 6452.6101 | 1484 | 25810.4403 | 1484 | 103285.8064 | 1484 | 413143.2256
1485 | 6461.3093 | 1485 | 25845.237 | 1485 | 103425.0525 | 1485 | 413700.21
1486 | 6470.0143 | 1486 | 25880.0571 | 1486 | 103564.3924 | 1486 | 414257.5696
1487 | 6478.7252 | 1487 | 25914.9007 | 1487 | 103703.8261 | 1487 | 414815.3044
1488 | 6487.4419 | 1488 | 25949.7677 | 1488 | 103843.3536 | 1488 | 415373.4144
1489 | 6496.1645 | 1489 | 25984.6581 | 1489 | 103982.9749 | 1489 | 415931.8996
1490 | 6504.893 | 1490 | 26019.572 | 1490 | 104122.69 | 1490 | 416490.76
1491 | 6513.6273 | 1491 | 26054.5093 | 1491 | 104262.4989 | 1491 | 417049.9956
1492 | 6522.3675 | 1492 | 26089.4701 | 1492 | 104402.4016 | 1492 | 417609.6064
1493 | 6531.1136 | 1493 | 26124.4543 | 1493 | 104542.3981 | 1493 | 418169.5924
1494 | 6539.8655 | 1494 | 26159.4619 | 1494 | 104682.4884 | 1494 | 418729.9536
1495 | 6548.6232 | 1495 | 26194.493 | 1495 | 104822.6725 | 1495 | 419290.69
1496 | 6557.3869 | 1496 | 26229.5475 | 1496 | 104962.9504 | 1496 | 419851.8016
1497 | 6566.1564 | 1497 | 26264.6255 | 1497 | 105103.3221 | 1497 | 420413.2884
1498 | 6574.9317 | 1498 | 26299.7269 | 1498 | 105243.7876 | 1498 | 420975.1504
1499 | 6583.7129 | 1499 | 26334.8517 | 1499 | 105384.3469 | 1499 | 421537.3876
1500 | 6592.5 | 1500 | 26370 | 1500 | 105525 | 1500 | 422100
1501 | 6601.2929 | 1501 | 26405.1717 | 1501 | 105665.7469 | 1501 | 422662.9876
1502 | 6610.0917 | 1502 | 26440.3669 | 1502 | 105806.5876 | 1502 | 423226.3504
1503 | 6618.8964 | 1503 | 26475.5855 | 1503 | 105947.5221 | 1503 | 423790.0884
1504 | 6627.7069 | 1504 | 26510.8275 | 1504 | 106088.5504 | 1504 | 424354.2016
1505 | 6636.5233 | 1505 | 26546.093 | 1505 | 106229.6725 | 1505 | 424918.69
1506 | 6645.3455 | 1506 | 26581.3819 | 1506 | 106370.8884 | 1506 | 425483.5536
1507 | 6654.1736 | 1507 | 26616.6943 | 1507 | 106512.1981 | 1507 | 426048.7924
1508 | 6663.0075 | 1508 | 26652.0301 | 1508 | 106653.6016 | 1508 | 426614.4064
1509 | 6671.8473 | 1509 | 26687.3893 | 1509 | 106795.0989 | 1509 | 427180.3956
1510 | 6680.693 | 1510 | 26722.772 | 1510 | 106936.69 | 1510 | 427746.76
1511 | 6689.5445 | 1511 | 26758.1781 | 1511 | 107078.3749 | 1511 | 428313.4996
1512 | 6698.4019 | 1512 | 26793.6077 | 1512 | 107220.1536 | 1512 | 428880.6144
1513 | 6707.2652 | 1513 | 26829.0607 | 1513 | 107362.0261 | 1513 | 429448.1044
1514 | 6716.1343 | 1514 | 26864.5371 | 1514 | 107503.9924 | 1514 | 430015.9696
1515 | 6725.0093 | 1515 | 26900.037 | 1515 | 107646.0525 | 1515 | 430584.21
1516 | 6733.8901 | 1516 | 26935.5603 | 1516 | 107788.2064 | 1516 | 431152.8256
1517 | 6742.7768 | 1517 | 26971.1071 | 1517 | 107930.4541 | 1517 | 431721.8164
1518 | 6751.6693 | 1518 | 27006.6773 | 1518 | 108072.7956 | 1518 | 432291.1824
1519 | 6760.5677 | 1519 | 27042.2709 | 1519 | 108215.2309 | 1519 | 432860.9236
1520 | 6769.472 | 1520 | 27077.888 | 1520 | 108357.76 | 1520 | 433431.04
1521 | 6778.3821 | 1521 | 27113.5285 | 1521 | 108500.3829 | 1521 | 434001.5316
1522 | 6787.2981 | 1522 | 27149.1925 | 1522 | 108643.0996 | 1522 | 434572.3984
1523 | 6796.22 | 1523 | 27184.8799 | 1523 | 108785.9101 | 1523 | 435143.6404
1524 | 6805.1477 | 1524 | 27220.5907 | 1524 | 108928.8144 | 1524 | 435715.2576
1525 | 6814.0813 | 1525 | 27256.325 | 1525 | 109071.8125 | 1525 | 436287.25
1526 | 6823.0207 | 1526 | 27292.0827 | 1526 | 109214.9044 | 1526 | 436859.6176
1527 | 6831.966 | 1527 | 27327.8639 | 1527 | 109358.0901 | 1527 | 437432.3604
1528 | 6840.9171 | 1528 | 27363.6685 | 1528 | 109501.3696 | 1528 | 438005.4784
1529 | 6849.8741 | 1529 | 27399.4965 | 1529 | 109644.7429 | 1529 | 438578.9716
1530 | 6858.837 | 1530 | 27435.348 | 1530 | 109788.21 | 1530 | 439152.84
1531 | 6867.8057 | 1531 | 27471.2229 | 1531 | 109931.7709 | 1531 | 439727.0836
1532 | 6876.7803 | 1532 | 27507.1213 | 1532 | 110075.4256 | 1532 | 440301.7024
1533 | 6885.7608 | 1533 | 27543.0431 | 1533 | 110219.1741 | 1533 | 440876.6964
1534 | 6894.7471 | 1534 | 27578.9883 | 1534 | 110363.0164 | 1534 | 441452.0656
1535 | 6903.7392 | 1535 | 27614.957 | 1535 | 110506.9525 | 1535 | 442027.81
1536 | 6912.7373 | 1536 | 27650.9491 | 1536 | 110650.9824 | 1536 | 442603.9296
1537 | 6921.7412 | 1537 | 27686.9647 | 1537 | 110795.1061 | 1537 | 443180.4244
1538 | 6930.7509 | 1538 | 27723.0037 | 1538 | 110939.3236 | 1538 | 443757.2944
1539 | 6939.7665 | 1539 | 27759.0661 | 1539 | 111083.6349 | 1539 | 444334.5396
1540 | 6948.788 | 1540 | 27795.152 | 1540 | 111228.04 | 1540 | 444912.16
1541 | 6957.8153 | 1541 | 27831.2613 | 1541 | 111372.5389 | 1541 | 445490.1556
1542 | 6966.8485 | 1542 | 27867.3941 | 1542 | 111517.1316 | 1542 | 446068.5264
1543 | 6975.8876 | 1543 | 27903.5503 | 1543 | 111661.8181 | 1543 | 446647.2724
1544 | 6984.9325 | 1544 | 27939.7299 | 1544 | 111806.5984 | 1544 | 447226.3936
1545 | 6993.9833 | 1545 | 27975.933 | 1545 | 111951.4725 | 1545 | 447805.89
1546 | 7003.0399 | 1546 | 28012.1595 | 1546 | 112096.4404 | 1546 | 448385.7616
1547 | 7012.1024 | 1547 | 28048.4095 | 1547 | 112241.5021 | 1547 | 448966.0084
1548 | 7021.1707 | 1548 | 28084.6829 | 1548 | 112386.6576 | 1548 | 449546.6304
1549 | 7030.2449 | 1549 | 28120.9797 | 1549 | 112531.9069 | 1549 | 450127.6276
1550 | 7039.325 | 1550 | 28157.3 | 1550 | 112677.25 | 1550 | 450709
1551 | 7048.4109 | 1551 | 28193.6437 | 1551 | 112822.6869 | 1551 | 451290.7476
1552 | 7057.5027 | 1552 | 28230.0109 | 1552 | 112968.2176 | 1552 | 451872.8704
1553 | 7066.6004 | 1553 | 28266.4015 | 1553 | 113113.8421 | 1553 | 452455.3684
1554 | 7075.7039 | 1554 | 28302.8155 | 1554 | 113259.5604 | 1554 | 453038.2416
1555 | 7084.8133 | 1555 | 28339.253 | 1555 | 113405.3725 | 1555 | 453621.49
1556 | 7093.9285 | 1556 | 28375.7139 | 1556 | 113551.2784 | 1556 | 454205.1136
1557 | 7103.0496 | 1557 | 28412.1983 | 1557 | 113697.2781 | 1557 | 454789.1124
1558 | 7112.1765 | 1558 | 28448.7061 | 1558 | 113843.3716 | 1558 | 455373.4864
1559 | 7121.3093 | 1559 | 28485.2373 | 1559 | 113989.5589 | 1559 | 455958.2356
1560 | 7130.448 | 1560 | 28521.792 | 1560 | 114135.84 | 1560 | 456543.36
1561 | 7139.5925 | 1561 | 28558.3701 | 1561 | 114282.2149 | 1561 | 457128.8596
1562 | 7148.7429 | 1562 | 28594.9717 | 1562 | 114428.6836 | 1562 | 457714.7344
1563 | 7157.8992 | 1563 | 28631.5967 | 1563 | 114575.2461 | 1563 | 458300.9844
1564 | 7167.0613 | 1564 | 28668.2451 | 1564 | 114721.9024 | 1564 | 458887.6096
1565 | 7176.2293 | 1565 | 28704.917 | 1565 | 114868.6525 | 1565 | 459474.61
1566 | 7185.4031 | 1566 | 28741.6123 | 1566 | 115015.4964 | 1566 | 460061.9856
1567 | 7194.5828 | 1567 | 28778.3311 | 1567 | 115162.4341 | 1567 | 460649.7364
1568 | 7203.7683 | 1568 | 28815.0733 | 1568 | 115309.4656 | 1568 | 461237.8624
1569 | 7212.9597 | 1569 | 28851.8389 | 1569 | 115456.5909 | 1569 | 461826.3636
1570 | 7222.157 | 1570 | 28888.628 | 1570 | 115603.81 | 1570 | 462415.24
1571 | 7231.3601 | 1571 | 28925.4405 | 1571 | 115751.1229 | 1571 | 463004.4916
1572 | 7240.5691 | 1572 | 28962.2765 | 1572 | 115898.5296 | 1572 | 463594.1184
1573 | 7249.784 | 1573 | 28999.1359 | 1573 | 116046.0301 | 1573 | 464184.1204
1574 | 7259.0047 | 1574 | 29036.0187 | 1574 | 116193.6244 | 1574 | 464774.4976
1575 | 7268.2312 | 1575 | 29072.925 | 1575 | 116341.3125 | 1575 | 465365.25
1576 | 7277.4637 | 1576 | 29109.8547 | 1576 | 116489.0944 | 1576 | 465956.3776
1577 | 7286.702 | 1577 | 29146.8079 | 1577 | 116636.9701 | 1577 | 466547.8804
1578 | 7295.9461 | 1578 | 29183.7845 | 1578 | 116784.9396 | 1578 | 467139.7584
1579 | 7305.1961 | 1579 | 29220.7845 | 1579 | 116933.0029 | 1579 | 467732.0116
1580 | 7314.452 | 1580 | 29257.808 | 1580 | 117081.16 | 1580 | 468324.64
1581 | 7323.7137 | 1581 | 29294.8549 | 1581 | 117229.4109 | 1581 | 468917.6436
1582 | 7332.9813 | 1582 | 29331.9253 | 1582 | 117377.7556 | 1582 | 469511.0224
1583 | 7342.2548 | 1583 | 29369.0191 | 1583 | 117526.1941 | 1583 | 470104.7764
1584 | 7351.5341 | 1584 | 29406.1363 | 1584 | 117674.7264 | 1584 | 470698.9056
1585 | 7360.8192 | 1585 | 29443.277 | 1585 | 117823.3525 | 1585 | 471293.41
1586 | 7370.1103 | 1586 | 29480.4411 | 1586 | 117972.0724 | 1586 | 471888.2896
1587 | 7379.4072 | 1587 | 29517.6287 | 1587 | 118120.8861 | 1587 | 472483.5444
1588 | 7388.7099 | 1588 | 29554.8397 | 1588 | 118269.7936 | 1588 | 473079.1744
1589 | 7398.0185 | 1589 | 29592.0741 | 1589 | 118418.7949 | 1589 | 473675.1796
1590 | 7407.333 | 1590 | 29629.332 | 1590 | 118567.89 | 1590 | 474271.56
1591 | 7416.6533 | 1591 | 29666.6133 | 1591 | 118717.0789 | 1591 | 474868.3156
1592 | 7425.9795 | 1592 | 29703.9181 | 1592 | 118866.3616 | 1592 | 475465.4464
1593 | 7435.3116 | 1593 | 29741.2463 | 1593 | 119015.7381 | 1593 | 476062.9524
1594 | 7444.6495 | 1594 | 29778.5979 | 1594 | 119165.2084 | 1594 | 476660.8336
1595 | 7453.9933 | 1595 | 29815.973 | 1595 | 119314.7725 | 1595 | 477259.09
1596 | 7463.3429 | 1596 | 29853.3715 | 1596 | 119464.4304 | 1596 | 477857.7216
1597 | 7472.6984 | 1597 | 29890.7935 | 1597 | 119614.1821 | 1597 | 478456.7284
1598 | 7482.0597 | 1598 | 29928.2389 | 1598 | 119764.0276 | 1598 | 479056.1104
1599 | 7491.4269 | 1599 | 29965.7077 | 1599 | 119913.9669 | 1599 | 479655.8676
1600 | 7500.8 | 1600 | 30003.2 | 1600 | 120064 | 1600 | 480256
1601 | 7510.1789 | 1601 | 30040.7157 | 1601 | 120214.1269 | 1601 | 480856.5076
1602 | 7519.5637 | 1602 | 30078.2549 | 1602 | 120364.3476 | 1602 | 481457.3904
1603 | 7528.9544 | 1603 | 30115.8175 | 1603 | 120514.6621 | 1603 | 482058.6484
1604 | 7538.3509 | 1604 | 30153.4035 | 1604 | 120665.0704 | 1604 | 482660.2816
1605 | 7547.7532 | 1605 | 30191.013 | 1605 | 120815.5725 | 1605 | 483262.29
1606 | 7557.1615 | 1606 | 30228.6459 | 1606 | 120966.1684 | 1606 | 483864.6736
1607 | 7566.5756 | 1607 | 30266.3023 | 1607 | 121116.8581 | 1607 | 484467.4324
1608 | 7575.9955 | 1608 | 30303.9821 | 1608 | 121267.6416 | 1608 | 485070.5664
1609 | 7585.4213 | 1609 | 30341.6853 | 1609 | 121418.5189 | 1609 | 485674.0756
1610 | 7594.853 | 1610 | 30379.412 | 1610 | 121569.49 | 1610 | 486277.96
1611 | 7604.2905 | 1611 | 30417.1621 | 1611 | 121720.5549 | 1611 | 486882.2196
1612 | 7613.7339 | 1612 | 30454.9357 | 1612 | 121871.7136 | 1612 | 487486.8544
1613 | 7623.1832 | 1613 | 30492.7327 | 1613 | 122022.9661 | 1613 | 488091.8644
1614 | 7632.6383 | 1614 | 30530.5531 | 1614 | 122174.3124 | 1614 | 488697.2496
1615 | 7642.0993 | 1615 | 30568.397 | 1615 | 122325.7525 | 1615 | 489303.01
1616 | 7651.5661 | 1616 | 30606.2643 | 1616 | 122477.2864 | 1616 | 489909.1456
1617 | 7661.0388 | 1617 | 30644.1551 | 1617 | 122628.9141 | 1617 | 490515.6564
1618 | 7670.5173 | 1618 | 30682.0693 | 1618 | 122780.6356 | 1618 | 491122.5424
1619 | 7680.0017 | 1619 | 30720.0069 | 1619 | 122932.4509 | 1619 | 491729.8036
1620 | 7689.492 | 1620 | 30757.968 | 1620 | 123084.36 | 1620 | 492337.44
1621 | 7698.9881 | 1621 | 30795.9525 | 1621 | 123236.3629 | 1621 | 492945.4516
1622 | 7708.4901 | 1622 | 30833.9605 | 1622 | 123388.4596 | 1622 | 493553.8384
1623 | 7717.998 | 1623 | 30871.9919 | 1623 | 123540.6501 | 1623 | 494162.6004
1624 | 7727.5117 | 1624 | 30910.0467 | 1624 | 123692.9344 | 1624 | 494771.7376
1625 | 7737.0312 | 1625 | 30948.125 | 1625 | 123845.3125 | 1625 | 495381.25
1626 | 7746.5567 | 1626 | 30986.2267 | 1626 | 123997.7844 | 1626 | 495991.1376
1627 | 7756.088 | 1627 | 31024.3519 | 1627 | 124150.3501 | 1627 | 496601.4004
1628 | 7765.6251 | 1628 | 31062.5005 | 1628 | 124303.0096 | 1628 | 497212.0384
1629 | 7775.1681 | 1629 | 31100.6725 | 1629 | 124455.7629 | 1629 | 497823.0516
1630 | 7784.717 | 1630 | 31138.868 | 1630 | 124608.61 | 1630 | 498434.44
1631 | 7794.2717 | 1631 | 31177.0869 | 1631 | 124761.5509 | 1631 | 499046.2036
1632 | 7803.8323 | 1632 | 31215.3293 | 1632 | 124914.5856 | 1632 | 499658.3424
1633 | 7813.3988 | 1633 | 31253.5951 | 1633 | 125067.7141 | 1633 | 500270.8564
1634 | 7822.9711 | 1634 | 31291.8843 | 1634 | 125220.9364 | 1634 | 500883.7456
1635 | 7832.5493 | 1635 | 31330.197 | 1635 | 125374.2525 | 1635 | 501497.01
1636 | 7842.1333 | 1636 | 31368.5331 | 1636 | 125527.6624 | 1636 | 502110.6496
1637 | 7851.7232 | 1637 | 31406.8927 | 1637 | 125681.1661 | 1637 | 502724.6644
1638 | 7861.3189 | 1638 | 31445.2757 | 1638 | 125834.7636 | 1638 | 503339.0544
1639 | 7870.9205 | 1639 | 31483.6821 | 1639 | 125988.4549 | 1639 | 503953.8196
1640 | 7880.528 | 1640 | 31522.112 | 1640 | 126142.24 | 1640 | 504568.96
1641 | 7890.1413 | 1641 | 31560.5653 | 1641 | 126296.1189 | 1641 | 505184.4756
1642 | 7899.7605 | 1642 | 31599.0421 | 1642 | 126450.0916 | 1642 | 505800.3664
1643 | 7909.3856 | 1643 | 31637.5423 | 1643 | 126604.1581 | 1643 | 506416.6324
1644 | 7919.0165 | 1644 | 31676.0659 | 1644 | 126758.3184 | 1644 | 507033.2736
1645 | 7928.6533 | 1645 | 31714.613 | 1645 | 126912.5725 | 1645 | 507650.29
1646 | 7938.2959 | 1646 | 31753.1835 | 1646 | 127066.9204 | 1646 | 508267.6816
1647 | 7947.9444 | 1647 | 31791.7775 | 1647 | 127221.3621 | 1647 | 508885.4484
1648 | 7957.5987 | 1648 | 31830.3949 | 1648 | 127375.8976 | 1648 | 509503.5904
1649 | 7967.2589 | 1649 | 31869.0357 | 1649 | 127530.5269 | 1649 | 510122.1076
1650 | 7976.925 | 1650 | 31907.7 | 1650 | 127685.25 | 1650 | 510741
1651 | 7986.5969 | 1651 | 31946.3877 | 1651 | 127840.0669 | 1651 | 511360.2676
1652 | 7996.2747 | 1652 | 31985.0989 | 1652 | 127994.9776 | 1652 | 511979.9104
1653 | 8005.9584 | 1653 | 32023.8335 | 1653 | 128149.9821 | 1653 | 512599.9284
1654 | 8015.6479 | 1654 | 32062.5915 | 1654 | 128305.0804 | 1654 | 513220.3216
1655 | 8025.3432 | 1655 | 32101.373 | 1655 | 128460.2725 | 1655 | 513841.09
1656 | 8035.0445 | 1656 | 32140.1779 | 1656 | 128615.5584 | 1656 | 514462.2336
1657 | 8044.7516 | 1657 | 32179.0063 | 1657 | 128770.9381 | 1657 | 515083.7524
1658 | 8054.4645 | 1658 | 32217.8581 | 1658 | 128926.4116 | 1658 | 515705.6464
1659 | 8064.1833 | 1659 | 32256.7333 | 1659 | 129081.9789 | 1659 | 516327.9156
1660 | 8073.908 | 1660 | 32295.632 | 1660 | 129237.64 | 1660 | 516950.56
1661 | 8083.6385 | 1661 | 32334.5541 | 1661 | 129393.3949 | 1661 | 517573.5796
1662 | 8093.3749 | 1662 | 32373.4997 | 1662 | 129549.2436 | 1662 | 518196.9744
1663 | 8103.1172 | 1663 | 32412.4687 | 1663 | 129705.1861 | 1663 | 518820.7444
1664 | 8112.8653 | 1664 | 32451.4611 | 1664 | 129861.2224 | 1664 | 519444.8896
1665 | 8122.6192 | 1665 | 32490.477 | 1665 | 130017.3525 | 1665 | 520069.41
1666 | 8132.3791 | 1666 | 32529.5163 | 1666 | 130173.5764 | 1666 | 520694.3056
1667 | 8142.1448 | 1667 | 32568.5791 | 1667 | 130329.8941 | 1667 | 521319.5764
1668 | 8151.9163 | 1668 | 32607.6653 | 1668 | 130486.3056 | 1668 | 521945.2224
1669 | 8161.6937 | 1669 | 32646.7749 | 1669 | 130642.8109 | 1669 | 522571.2436
1670 | 8171.477 | 1670 | 32685.908 | 1670 | 130799.41 | 1670 | 523197.64
1671 | 8181.2661 | 1671 | 32725.0645 | 1671 | 130956.1029 | 1671 | 523824.4116
1672 | 8191.0611 | 1672 | 32764.2445 | 1672 | 131112.8896 | 1672 | 524451.5584
1673 | 8200.862 | 1673 | 32803.4479 | 1673 | 131269.7701 | 1673 | 525079.0804
1674 | 8210.6687 | 1674 | 32842.6747 | 1674 | 131426.7444 | 1674 | 525706.9776
1675 | 8220.4813 | 1675 | 32881.925 | 1675 | 131583.8125 | 1675 | 526335.25
1676 | 8230.2997 | 1676 | 32921.1987 | 1676 | 131740.9744 | 1676 | 526963.8976
1677 | 8240.124 | 1677 | 32960.4959 | 1677 | 131898.2301 | 1677 | 527592.9204
1678 | 8249.9541 | 1678 | 32999.8165 | 1678 | 132055.5796 | 1678 | 528222.3184
1679 | 8259.7901 | 1679 | 33039.1605 | 1679 | 132213.0229 | 1679 | 528852.0916
1680 | 8269.632 | 1680 | 33078.528 | 1680 | 132370.56 | 1680 | 529482.24
1681 | 8279.4797 | 1681 | 33117.9189 | 1681 | 132528.1909 | 1681 | 530112.7636
1682 | 8289.3333 | 1682 | 33157.3333 | 1682 | 132685.9156 | 1682 | 530743.6624
1683 | 8299.1928 | 1683 | 33196.7711 | 1683 | 132843.7341 | 1683 | 531374.9364
1684 | 8309.0581 | 1684 | 33236.2323 | 1684 | 133001.6464 | 1684 | 532006.5856
1685 | 8318.9292 | 1685 | 33275.717 | 1685 | 133159.6525 | 1685 | 532638.61
1686 | 8328.8063 | 1686 | 33315.2251 | 1686 | 133317.7524 | 1686 | 533271.0096
1687 | 8338.6892 | 1687 | 33354.7567 | 1687 | 133475.9461 | 1687 | 533903.7844
1688 | 8348.5779 | 1688 | 33394.3117 | 1688 | 133634.2336 | 1688 | 534536.9344
1689 | 8358.4725 | 1689 | 33433.8901 | 1689 | 133792.6149 | 1689 | 535170.4596
1690 | 8368.373 | 1690 | 33473.492 | 1690 | 133951.09 | 1690 | 535804.36
1691 | 8378.2793 | 1691 | 33513.1173 | 1691 | 134109.6589 | 1691 | 536438.6356
1692 | 8388.1915 | 1692 | 33552.7661 | 1692 | 134268.3216 | 1692 | 537073.2864
1693 | 8398.1096 | 1693 | 33592.4383 | 1693 | 134427.0781 | 1693 | 537708.3124
1694 | 8408.0335 | 1694 | 33632.1339 | 1694 | 134585.9284 | 1694 | 538343.7136
1695 | 8417.9633 | 1695 | 33671.853 | 1695 | 134744.8725 | 1695 | 538979.49
1696 | 8427.8989 | 1696 | 33711.5955 | 1696 | 134903.9104 | 1696 | 539615.6416
1697 | 8437.8404 | 1697 | 33751.3615 | 1697 | 135063.0421 | 1697 | 540252.1684
1698 | 8447.7877 | 1698 | 33791.1509 | 1698 | 135222.2676 | 1698 | 540889.0704
1699 | 8457.7409 | 1699 | 33830.9637 | 1699 | 135381.5869 | 1699 | 541526.3476
1700 | 8467.7 | 1700 | 33870.8 | 1700 | 135541 | 1700 | 542164
1701 | 8477.6649 | 1701 | 33910.6597 | 1701 | 135700.5069 | 1701 | 542802.0276
1702 | 8487.6357 | 1702 | 33950.5429 | 1702 | 135860.1076 | 1702 | 543440.4304
1703 | 8497.6124 | 1703 | 33990.4495 | 1703 | 136019.8021 | 1703 | 544079.2084
1704 | 8507.5949 | 1704 | 34030.3795 | 1704 | 136179.5904 | 1704 | 544718.3616
1705 | 8517.5832 | 1705 | 34070.333 | 1705 | 136339.4725 | 1705 | 545357.89
1706 | 8527.5775 | 1706 | 34110.3099 | 1706 | 136499.4484 | 1706 | 545997.7936
1707 | 8537.5776 | 1707 | 34150.3103 | 1707 | 136659.5181 | 1707 | 546638.0724
1708 | 8547.5835 | 1708 | 34190.3341 | 1708 | 136819.6816 | 1708 | 547278.7264
1709 | 8557.5953 | 1709 | 34230.3813 | 1709 | 136979.9389 | 1709 | 547919.7556
1710 | 8567.613 | 1710 | 34270.452 | 1710 | 137140.29 | 1710 | 548561.16
1711 | 8577.6365 | 1711 | 34310.5461 | 1711 | 137300.7349 | 1711 | 549202.9396
1712 | 8587.6659 | 1712 | 34350.6637 | 1712 | 137461.2736 | 1712 | 549845.0944
1713 | 8597.7012 | 1713 | 34390.8047 | 1713 | 137621.9061 | 1713 | 550487.6244
1714 | 8607.7423 | 1714 | 34430.9691 | 1714 | 137782.6324 | 1714 | 551130.5296
1715 | 8617.7892 | 1715 | 34471.157 | 1715 | 137943.4525 | 1715 | 551773.81
1716 | 8627.8421 | 1716 | 34511.3683 | 1716 | 138104.3664 | 1716 | 552417.4656
1717 | 8637.9008 | 1717 | 34551.6031 | 1717 | 138265.3741 | 1717 | 553061.4964
1718 | 8647.9653 | 1718 | 34591.8613 | 1718 | 138426.4756 | 1718 | 553705.9024
1719 | 8658.0357 | 1719 | 34632.1429 | 1719 | 138587.6709 | 1719 | 554350.6836
1720 | 8668.112 | 1720 | 34672.448 | 1720 | 138748.96 | 1720 | 554995.84
1721 | 8678.1941 | 1721 | 34712.7765 | 1721 | 138910.3429 | 1721 | 555641.3716
1722 | 8688.2821 | 1722 | 34753.1285 | 1722 | 139071.8196 | 1722 | 556287.2784
1723 | 8698.376 | 1723 | 34793.5039 | 1723 | 139233.3901 | 1723 | 556933.5604
1724 | 8708.4757 | 1724 | 34833.9027 | 1724 | 139395.0544 | 1724 | 557580.2176
1725 | 8718.5812 | 1725 | 34874.325 | 1725 | 139556.8125 | 1725 | 558227.25
1726 | 8728.6927 | 1726 | 34914.7707 | 1726 | 139718.6644 | 1726 | 558874.6576
1727 | 8738.81 | 1727 | 34955.2399 | 1727 | 139880.6101 | 1727 | 559522.4404
1728 | 8748.9331 | 1728 | 34995.7325 | 1728 | 140042.6496 | 1728 | 560170.5984
1729 | 8759.0621 | 1729 | 35036.2485 | 1729 | 140204.7829 | 1729 | 560819.1316
1730 | 8769.197 | 1730 | 35076.788 | 1730 | 140367.01 | 1730 | 561468.04
1731 | 8779.3377 | 1731 | 35117.3509 | 1731 | 140529.3309 | 1731 | 562117.3236
1732 | 8789.4843 | 1732 | 35157.9373 | 1732 | 140691.7456 | 1732 | 562766.9824
1733 | 8799.6368 | 1733 | 35198.5471 | 1733 | 140854.2541 | 1733 | 563417.0164
1734 | 8809.7951 | 1734 | 35239.1803 | 1734 | 141016.8564 | 1734 | 564067.4256
1735 | 8819.9592 | 1735 | 35279.837 | 1735 | 141179.5525 | 1735 | 564718.21
1736 | 8830.1293 | 1736 | 35320.5171 | 1736 | 141342.3424 | 1736 | 565369.3696
1737 | 8840.3052 | 1737 | 35361.2207 | 1737 | 141505.2261 | 1737 | 566020.9044
1738 | 8850.4869 | 1738 | 35401.9477 | 1738 | 141668.2036 | 1738 | 566672.8144
1739 | 8860.6745 | 1739 | 35442.6981 | 1739 | 141831.2749 | 1739 | 567325.0996
1740 | 8870.868 | 1740 | 35483.472 | 1740 | 141994.44 | 1740 | 567977.76
1741 | 8881.0673 | 1741 | 35524.2693 | 1741 | 142157.6989 | 1741 | 568630.7956
1742 | 8891.2725 | 1742 | 35565.0901 | 1742 | 142321.0516 | 1742 | 569284.2064
1743 | 8901.4836 | 1743 | 35605.9343 | 1743 | 142484.4981 | 1743 | 569937.9924
1744 | 8911.7005 | 1744 | 35646.8019 | 1744 | 142648.0384 | 1744 | 570592.1536
1745 | 8921.9232 | 1745 | 35687.693 | 1745 | 142811.6725 | 1745 | 571246.69
1746 | 8932.1519 | 1746 | 35728.6075 | 1746 | 142975.4004 | 1746 | 571901.6016
1747 | 8942.3864 | 1747 | 35769.5455 | 1747 | 143139.2221 | 1747 | 572556.8884
1748 | 8952.6267 | 1748 | 35810.5069 | 1748 | 143303.1376 | 1748 | 573212.5504
1749 | 8962.8729 | 1749 | 35851.4917 | 1749 | 143467.1469 | 1749 | 573868.5876
1750 | 8973.125 | 1750 | 35892.5 | 1750 | 143631.25 | 1750 | 574525
1751 | 8983.3829 | 1751 | 35933.5317 | 1751 | 143795.4469 | 1751 | 575181.7876
1752 | 8993.6467 | 1752 | 35974.5869 | 1752 | 143959.7376 | 1752 | 575838.9504
1753 | 9003.9164 | 1753 | 36015.6655 | 1753 | 144124.1221 | 1753 | 576496.4884
1754 | 9014.1919 | 1754 | 36056.7675 | 1754 | 144288.6004 | 1754 | 577154.4016
1755 | 9024.4732 | 1755 | 36097.893 | 1755 | 144453.1725 | 1755 | 577812.69
1756 | 9034.7605 | 1756 | 36139.0419 | 1756 | 144617.8384 | 1756 | 578471.3536
1757 | 9045.0536 | 1757 | 36180.2143 | 1757 | 144782.5981 | 1757 | 579130.3924
1758 | 9055.3525 | 1758 | 36221.4101 | 1758 | 144947.4516 | 1758 | 579789.8064
1759 | 9065.6573 | 1759 | 36262.6293 | 1759 | 145112.3989 | 1759 | 580449.5956
1760 | 9075.968 | 1760 | 36303.872 | 1760 | 145277.44 | 1760 | 581109.76
1761 | 9086.2845 | 1761 | 36345.1381 | 1761 | 145442.5749 | 1761 | 581770.2996
1762 | 9096.6069 | 1762 | 36386.4277 | 1762 | 145607.8036 | 1762 | 582431.2144
1763 | 9106.9352 | 1763 | 36427.7407 | 1763 | 145773.1261 | 1763 | 583092.5044
1764 | 9117.2693 | 1764 | 36469.0771 | 1764 | 145938.5424 | 1764 | 583754.1696
1765 | 9127.6092 | 1765 | 36510.437 | 1765 | 146104.0525 | 1765 | 584416.21
1766 | 9137.9551 | 1766 | 36551.8203 | 1766 | 146269.6564 | 1766 | 585078.6256
1767 | 9148.3068 | 1767 | 36593.2271 | 1767 | 146435.3541 | 1767 | 585741.4164
1768 | 9158.6643 | 1768 | 36634.6573 | 1768 | 146601.1456 | 1768 | 586404.5824
1769 | 9169.0277 | 1769 | 36676.1109 | 1769 | 146767.0309 | 1769 | 587068.1236
1770 | 9179.397 | 1770 | 36717.588 | 1770 | 146933.01 | 1770 | 587732.04
1771 | 9189.7721 | 1771 | 36759.0885 | 1771 | 147099.0829 | 1771 | 588396.3316
1772 | 9200.1531 | 1772 | 36800.6125 | 1772 | 147265.2496 | 1772 | 589060.9984
1773 | 9210.54 | 1773 | 36842.1599 | 1773 | 147431.5101 | 1773 | 589726.0404
1774 | 9220.9327 | 1774 | 36883.7307 | 1774 | 147597.8644 | 1774 | 590391.4576
1775 | 9231.3312 | 1775 | 36925.325 | 1775 | 147764.3125 | 1775 | 591057.25
1776 | 9241.7357 | 1776 | 36966.9427 | 1776 | 147930.8544 | 1776 | 591723.4176
1777 | 9252.146 | 1777 | 37008.5839 | 1777 | 148097.4901 | 1777 | 592389.9604
1778 | 9262.5621 | 1778 | 37050.2485 | 1778 | 148264.2196 | 1778 | 593056.8784
1779 | 9272.9841 | 1779 | 37091.9365 | 1779 | 148431.0429 | 1779 | 593724.1716
1780 | 9283.412 | 1780 | 37133.648 | 1780 | 148597.96 | 1780 | 594391.84
1781 | 9293.8457 | 1781 | 37175.3829 | 1781 | 148764.9709 | 1781 | 595059.8836
1782 | 9304.2853 | 1782 | 37217.1413 | 1782 | 148932.0756 | 1782 | 595728.3024
1783 | 9314.7308 | 1783 | 37258.9231 | 1783 | 149099.2741 | 1783 | 596397.0964
1784 | 9325.1821 | 1784 | 37300.7283 | 1784 | 149266.5664 | 1784 | 597066.2656
1785 | 9335.6393 | 1785 | 37342.557 | 1785 | 149433.9525 | 1785 | 597735.81
1786 | 9346.1023 | 1786 | 37384.4091 | 1786 | 149601.4324 | 1786 | 598405.7296
1787 | 9356.5712 | 1787 | 37426.2847 | 1787 | 149769.0061 | 1787 | 599076.0244
1788 | 9367.0459 | 1788 | 37468.1837 | 1788 | 149936.6736 | 1788 | 599746.6944
1789 | 9377.5265 | 1789 | 37510.1061 | 1789 | 150104.4349 | 1789 | 600417.7396
1790 | 9388.013 | 1790 | 37552.052 | 1790 | 150272.29 | 1790 | 601089.16
1791 | 9398.5053 | 1791 | 37594.0213 | 1791 | 150440.2389 | 1791 | 601760.9556
1792 | 9409.0035 | 1792 | 37636.0141 | 1792 | 150608.2816 | 1792 | 602433.1264
1793 | 9419.5076 | 1793 | 37678.0303 | 1793 | 150776.4181 | 1793 | 603105.6724
1794 | 9430.0175 | 1794 | 37720.0699 | 1794 | 150944.6484 | 1794 | 603778.5936
1795 | 9440.5333 | 1795 | 37762.133 | 1795 | 151112.9725 | 1795 | 604451.89
1796 | 9451.0549 | 1796 | 37804.2195 | 1796 | 151281.3904 | 1796 | 605125.5616
1797 | 9461.5824 | 1797 | 37846.3295 | 1797 | 151449.9021 | 1797 | 605799.6084
1798 | 9472.1157 | 1798 | 37888.4629 | 1798 | 151618.5076 | 1798 | 606474.0304
1799 | 9482.6549 | 1799 | 37930.6197 | 1799 | 151787.2069 | 1799 | 607148.8276
1800 | 9493.2 | 1800 | 37972.8 | 1800 | 151956 | 1800 | 607824
1801 | 9503.7509 | 1801 | 38015.0037 | 1801 | 152124.8869 | 1801 | 608499.5476
1802 | 9514.3077 | 1802 | 38057.2309 | 1802 | 152293.8676 | 1802 | 609175.4704
1803 | 9524.8704 | 1803 | 38099.4815 | 1803 | 152462.9421 | 1803 | 609851.7684
1804 | 9535.4389 | 1804 | 38141.7555 | 1804 | 152632.1104 | 1804 | 610528.4416
1805 | 9546.0132 | 1805 | 38184.053 | 1805 | 152801.3725 | 1805 | 611205.49
1806 | 9556.5935 | 1806 | 38226.3739 | 1806 | 152970.7284 | 1806 | 611882.9136
1807 | 9567.1796 | 1807 | 38268.7183 | 1807 | 153140.1781 | 1807 | 612560.7124
1808 | 9577.7715 | 1808 | 38311.0861 | 1808 | 153309.7216 | 1808 | 613238.8864
1809 | 9588.3693 | 1809 | 38353.4773 | 1809 | 153479.3589 | 1809 | 613917.4356
1810 | 9598.973 | 1810 | 38395.892 | 1810 | 153649.09 | 1810 | 614596.36
1811 | 9609.5825 | 1811 | 38438.3301 | 1811 | 153818.9149 | 1811 | 615275.6596
1812 | 9620.1979 | 1812 | 38480.7917 | 1812 | 153988.8336 | 1812 | 615955.3344
1813 | 9630.8192 | 1813 | 38523.2767 | 1813 | 154158.8461 | 1813 | 616635.3844
1814 | 9641.4463 | 1814 | 38565.7851 | 1814 | 154328.9524 | 1814 | 617315.8096
1815 | 9652.0793 | 1815 | 38608.317 | 1815 | 154499.1525 | 1815 | 617996.61
1816 | 9662.7181 | 1816 | 38650.8723 | 1816 | 154669.4464 | 1816 | 618677.7856
1817 | 9673.3628 | 1817 | 38693.4511 | 1817 | 154839.8341 | 1817 | 619359.3364
1818 | 9684.0133 | 1818 | 38736.0533 | 1818 | 155010.3156 | 1818 | 620041.2624
1819 | 9694.6697 | 1819 | 38778.6789 | 1819 | 155180.8909 | 1819 | 620723.5636
1820 | 9705.332 | 1820 | 38821.328 | 1820 | 155351.56 | 1820 | 621406.24
1821 | 9716.0001 | 1821 | 38864.0005 | 1821 | 155522.3229 | 1821 | 622089.2916
1822 | 9726.6741 | 1822 | 38906.6965 | 1822 | 155693.1796 | 1822 | 622772.7184
1823 | 9737.354 | 1823 | 38949.4159 | 1823 | 155864.1301 | 1823 | 623456.5204
1824 | 9748.0397 | 1824 | 38992.1587 | 1824 | 156035.1744 | 1824 | 624140.6976
1825 | 9758.7313 | 1825 | 39034.925 | 1825 | 156206.3125 | 1825 | 624825.25
1826 | 9769.4287 | 1826 | 39077.7147 | 1826 | 156377.5444 | 1826 | 625510.1776
1827 | 9780.132 | 1827 | 39120.5279 | 1827 | 156548.8701 | 1827 | 626195.4804
1828 | 9790.8411 | 1828 | 39163.3645 | 1828 | 156720.2896 | 1828 | 626881.1584
1829 | 9801.5561 | 1829 | 39206.2245 | 1829 | 156891.8029 | 1829 | 627567.2116
1830 | 9812.277 | 1830 | 39249.108 | 1830 | 157063.41 | 1830 | 628253.64
1831 | 9823.0037 | 1831 | 39292.0149 | 1831 | 157235.1109 | 1831 | 628940.4436
1832 | 9833.7363 | 1832 | 39334.9453 | 1832 | 157406.9056 | 1832 | 629627.6224
1833 | 9844.4748 | 1833 | 39377.8991 | 1833 | 157578.7941 | 1833 | 630315.1764
1834 | 9855.2191 | 1834 | 39420.8763 | 1834 | 157750.7764 | 1834 | 631003.1056
1835 | 9865.9693 | 1835 | 39463.877 | 1835 | 157922.8525 | 1835 | 631691.41
1836 | 9876.7253 | 1836 | 39506.9011 | 1836 | 158095.0224 | 1836 | 632380.0896
1837 | 9887.4872 | 1837 | 39549.9487 | 1837 | 158267.2861 | 1837 | 633069.1444
1838 | 9898.2549 | 1838 | 39593.0197 | 1838 | 158439.6436 | 1838 | 633758.5744
1839 | 9909.0285 | 1839 | 39636.1141 | 1839 | 158612.0949 | 1839 | 634448.3796
1840 | 9919.808 | 1840 | 39679.232 | 1840 | 158784.64 | 1840 | 635138.56
1841 | 9930.5933 | 1841 | 39722.3733 | 1841 | 158957.2789 | 1841 | 635829.1156
1842 | 9941.3845 | 1842 | 39765.5381 | 1842 | 159130.0116 | 1842 | 636520.0464
1843 | 9952.1816 | 1843 | 39808.7263 | 1843 | 159302.8381 | 1843 | 637211.3524
1844 | 9962.9845 | 1844 | 39851.9379 | 1844 | 159475.7584 | 1844 | 637903.0336
1845 | 9973.7933 | 1845 | 39895.173 | 1845 | 159648.7725 | 1845 | 638595.09
1846 | 9984.6079 | 1846 | 39938.4315 | 1846 | 159821.8804 | 1846 | 639287.5216
1847 | 9995.4284 | 1847 | 39981.7135 | 1847 | 159995.0821 | 1847 | 639980.3284
1848 | 10006.2547 | 1848 | 40025.0189 | 1848 | 160168.3776 | 1848 | 640673.5104
1849 | 10017.0869 | 1849 | 40068.3477 | 1849 | 160341.7669 | 1849 | 641367.0676
1850 | 10027.925 | 1850 | 40111.7 | 1850 | 160515.25 | 1850 | 642061
1851 | 10038.7689 | 1851 | 40155.0757 | 1851 | 160688.8269 | 1851 | 642755.3076
1852 | 10049.6187 | 1852 | 40198.4749 | 1852 | 160862.4976 | 1852 | 643449.9904
1853 | 10060.4744 | 1853 | 40241.8975 | 1853 | 161036.2621 | 1853 | 644145.0484
1854 | 10071.3359 | 1854 | 40285.3435 | 1854 | 161210.1204 | 1854 | 644840.4816
1855 | 10082.2033 | 1855 | 40328.813 | 1855 | 161384.0725 | 1855 | 645536.29
1856 | 10093.0765 | 1856 | 40372.3059 | 1856 | 161558.1184 | 1856 | 646232.4736
1857 | 10103.9556 | 1857 | 40415.8223 | 1857 | 161732.2581 | 1857 | 646929.0324
1858 | 10114.8405 | 1858 | 40459.3621 | 1858 | 161906.4916 | 1858 | 647625.9664
1859 | 10125.7313 | 1859 | 40502.9253 | 1859 | 162080.8189 | 1859 | 648323.2756
1860 | 10136.628 | 1860 | 40546.512 | 1860 | 162255.24 | 1860 | 649020.96
1861 | 10147.5305 | 1861 | 40590.1221 | 1861 | 162429.7549 | 1861 | 649719.0196
1862 | 10158.4389 | 1862 | 40633.7557 | 1862 | 162604.3636 | 1862 | 650417.4544
1863 | 10169.3532 | 1863 | 40677.4127 | 1863 | 162779.0661 | 1863 | 651116.2644
1864 | 10180.2733 | 1864 | 40721.0931 | 1864 | 162953.8624 | 1864 | 651815.4496
1865 | 10191.1992 | 1865 | 40764.797 | 1865 | 163128.7525 | 1865 | 652515.01
1866 | 10202.1311 | 1866 | 40808.5243 | 1866 | 163303.7364 | 1866 | 653214.9456
1867 | 10213.0688 | 1867 | 40852.2751 | 1867 | 163478.8141 | 1867 | 653915.2564
1868 | 10224.0123 | 1868 | 40896.0493 | 1868 | 163653.9856 | 1868 | 654615.9424
1869 | 10234.9617 | 1869 | 40939.8469 | 1869 | 163829.2509 | 1869 | 655317.0036
1870 | 10245.917 | 1870 | 40983.668 | 1870 | 164004.61 | 1870 | 656018.44
1871 | 10256.8781 | 1871 | 41027.5125 | 1871 | 164180.0629 | 1871 | 656720.2516
1872 | 10267.8451 | 1872 | 41071.3805 | 1872 | 164355.6096 | 1872 | 657422.4384
1873 | 10278.818 | 1873 | 41115.2719 | 1873 | 164531.2501 | 1873 | 658125.0004
1874 | 10289.7967 | 1874 | 41159.1867 | 1874 | 164706.9844 | 1874 | 658827.9376
1875 | 10300.7812 | 1875 | 41203.125 | 1875 | 164882.8125 | 1875 | 659531.25
1876 | 10311.7717 | 1876 | 41247.0867 | 1876 | 165058.7344 | 1876 | 660234.9376
1877 | 10322.768 | 1877 | 41291.0719 | 1877 | 165234.7501 | 1877 | 660939.0004
1878 | 10333.7701 | 1878 | 41335.0805 | 1878 | 165410.8596 | 1878 | 661643.4384
1879 | 10344.7781 | 1879 | 41379.1125 | 1879 | 165587.0629 | 1879 | 662348.2516
1880 | 10355.792 | 1880 | 41423.168 | 1880 | 165763.36 | 1880 | 663053.44
1881 | 10366.8117 | 1881 | 41467.2469 | 1881 | 165939.7509 | 1881 | 663759.0036
1882 | 10377.8373 | 1882 | 41511.3493 | 1882 | 166116.2356 | 1882 | 664464.9424
1883 | 10388.8688 | 1883 | 41555.4751 | 1883 | 166292.8141 | 1883 | 665171.2564
1884 | 10399.9061 | 1884 | 41599.6243 | 1884 | 166469.4864 | 1884 | 665877.9456
1885 | 10410.9492 | 1885 | 41643.797 | 1885 | 166646.2525 | 1885 | 666585.01
1886 | 10421.9983 | 1886 | 41687.9931 | 1886 | 166823.1124 | 1886 | 667292.4496
1887 | 10433.0532 | 1887 | 41732.2127 | 1887 | 167000.0661 | 1887 | 668000.2644
1888 | 10444.1139 | 1888 | 41776.4557 | 1888 | 167177.1136 | 1888 | 668708.4544
1889 | 10455.1805 | 1889 | 41820.7221 | 1889 | 167354.2549 | 1889 | 669417.0196
1890 | 10466.253 | 1890 | 41865.012 | 1890 | 167531.49 | 1890 | 670125.96
1891 | 10477.3313 | 1891 | 41909.3253 | 1891 | 167708.8189 | 1891 | 670835.2756
1892 | 10488.4155 | 1892 | 41953.6621 | 1892 | 167886.2416 | 1892 | 671544.9664
1893 | 10499.5056 | 1893 | 41998.0223 | 1893 | 168063.7581 | 1893 | 672255.0324
1894 | 10510.6015 | 1894 | 42042.4059 | 1894 | 168241.3684 | 1894 | 672965.4736
1895 | 10521.7033 | 1895 | 42086.813 | 1895 | 168419.0725 | 1895 | 673676.29
1896 | 10532.8109 | 1896 | 42131.2435 | 1896 | 168596.8704 | 1896 | 674387.4816
1897 | 10543.9244 | 1897 | 42175.6975 | 1897 | 168774.7621 | 1897 | 675099.0484
1898 | 10555.0437 | 1898 | 42220.1749 | 1898 | 168952.7476 | 1898 | 675810.9904
1899 | 10566.1689 | 1899 | 42264.6757 | 1899 | 169130.8269 | 1899 | 676523.3076
1900 | 10577.3 | 1900 | 42309.2 | 1900 | 169309 | 1900 | 677236
1901 | 10588.4369 | 1901 | 42353.7477 | 1901 | 169487.2669 | 1901 | 677949.0676
1902 | 10599.5797 | 1902 | 42398.3189 | 1902 | 169665.6276 | 1902 | 678662.5104
1903 | 10610.7284 | 1903 | 42442.9135 | 1903 | 169844.0821 | 1903 | 679376.3284
1904 | 10621.8829 | 1904 | 42487.5315 | 1904 | 170022.6304 | 1904 | 680090.5216
1905 | 10633.0433 | 1905 | 42532.173 | 1905 | 170201.2725 | 1905 | 680805.09
1906 | 10644.2095 | 1906 | 42576.8379 | 1906 | 170380.0084 | 1906 | 681520.0336
1907 | 10655.3816 | 1907 | 42621.5263 | 1907 | 170558.8381 | 1907 | 682235.3524
1908 | 10666.5595 | 1908 | 42666.2381 | 1908 | 170737.7616 | 1908 | 682951.0464
1909 | 10677.7433 | 1909 | 42710.9733 | 1909 | 170916.7789 | 1909 | 683667.1156
1910 | 10688.933 | 1910 | 42755.732 | 1910 | 171095.89 | 1910 | 684383.56
1911 | 10700.1285 | 1911 | 42800.5141 | 1911 | 171275.0949 | 1911 | 685100.3796
1912 | 10711.3299 | 1912 | 42845.3197 | 1912 | 171454.3936 | 1912 | 685817.5744
1913 | 10722.5372 | 1913 | 42890.1487 | 1913 | 171633.7861 | 1913 | 686535.1444
1914 | 10733.7503 | 1914 | 42935.0011 | 1914 | 171813.2724 | 1914 | 687253.0896
1915 | 10744.9693 | 1915 | 42979.877 | 1915 | 171992.8525 | 1915 | 687971.41
1916 | 10756.1941 | 1916 | 43024.7763 | 1916 | 172172.5264 | 1916 | 688690.1056
1917 | 10767.4248 | 1917 | 43069.6991 | 1917 | 172352.2941 | 1917 | 689409.1764
1918 | 10778.6613 | 1918 | 43114.6453 | 1918 | 172532.1556 | 1918 | 690128.6224
1919 | 10789.9037 | 1919 | 43159.6149 | 1919 | 172712.1109 | 1919 | 690848.4436
1920 | 10801.152 | 1920 | 43204.608 | 1920 | 172892.16 | 1920 | 691568.64
1921 | 10812.4061 | 1921 | 43249.6245 | 1921 | 173072.3029 | 1921 | 692289.2116
1922 | 10823.6661 | 1922 | 43294.6645 | 1922 | 173252.5396 | 1922 | 693010.1584
1923 | 10834.932 | 1923 | 43339.7279 | 1923 | 173432.8701 | 1923 | 693731.4804
1924 | 10846.2037 | 1924 | 43384.8147 | 1924 | 173613.2944 | 1924 | 694453.1776
1925 | 10857.4813 | 1925 | 43429.925 | 1925 | 173793.8125 | 1925 | 695175.25
1926 | 10868.7647 | 1926 | 43475.0587 | 1926 | 173974.4244 | 1926 | 695897.6976
1927 | 10880.054 | 1927 | 43520.2159 | 1927 | 174155.1301 | 1927 | 696620.5204
1928 | 10891.3491 | 1928 | 43565.3965 | 1928 | 174335.9296 | 1928 | 697343.7184
1929 | 10902.6501 | 1929 | 43610.6005 | 1929 | 174516.8229 | 1929 | 698067.2916
1930 | 10913.957 | 1930 | 43655.828 | 1930 | 174697.81 | 1930 | 698791.24
1931 | 10925.2697 | 1931 | 43701.0789 | 1931 | 174878.8909 | 1931 | 699515.5636
1932 | 10936.5883 | 1932 | 43746.3533 | 1932 | 175060.0656 | 1932 | 700240.2624
1933 | 10947.9128 | 1933 | 43791.6511 | 1933 | 175241.3341 | 1933 | 700965.3364
1934 | 10959.2431 | 1934 | 43836.9723 | 1934 | 175422.6964 | 1934 | 701690.7856
1935 | 10970.5793 | 1935 | 43882.317 | 1935 | 175604.1525 | 1935 | 702416.61
1936 | 10981.9213 | 1936 | 43927.6851 | 1936 | 175785.7024 | 1936 | 703142.8096
1937 | 10993.2692 | 1937 | 43973.0767 | 1937 | 175967.3461 | 1937 | 703869.3844
1938 | 11004.6229 | 1938 | 44018.4917 | 1938 | 176149.0836 | 1938 | 704596.3344
1939 | 11015.9825 | 1939 | 44063.9301 | 1939 | 176330.9149 | 1939 | 705323.6596
1940 | 11027.348 | 1940 | 44109.392 | 1940 | 176512.84 | 1940 | 706051.36
1941 | 11038.7193 | 1941 | 44154.8773 | 1941 | 176694.8589 | 1941 | 706779.4356
1942 | 11050.0965 | 1942 | 44200.3861 | 1942 | 176876.9716 | 1942 | 707507.8864
1943 | 11061.4796 | 1943 | 44245.9183 | 1943 | 177059.1781 | 1943 | 708236.7124
1944 | 11072.8685 | 1944 | 44291.4739 | 1944 | 177241.4784 | 1944 | 708965.9136
1945 | 11084.2632 | 1945 | 44337.053 | 1945 | 177423.8725 | 1945 | 709695.49
1946 | 11095.6639 | 1946 | 44382.6555 | 1946 | 177606.3604 | 1946 | 710425.4416
1947 | 11107.0704 | 1947 | 44428.2815 | 1947 | 177788.9421 | 1947 | 711155.7684
1948 | 11118.4827 | 1948 | 44473.9309 | 1948 | 177971.6176 | 1948 | 711886.4704
1949 | 11129.9009 | 1949 | 44519.6037 | 1949 | 178154.3869 | 1949 | 712617.5476
1950 | 11141.325 | 1950 | 44565.3 | 1950 | 178337.25 | 1950 | 713349
1951 | 11152.7549 | 1951 | 44611.0197 | 1951 | 178520.2069 | 1951 | 714080.8276
1952 | 11164.1907 | 1952 | 44656.7629 | 1952 | 178703.2576 | 1952 | 714813.0304
1953 | 11175.6324 | 1953 | 44702.5295 | 1953 | 178886.4021 | 1953 | 715545.6084
1954 | 11187.0799 | 1954 | 44748.3195 | 1954 | 179069.6404 | 1954 | 716278.5616
1955 | 11198.5333 | 1955 | 44794.133 | 1955 | 179252.9725 | 1955 | 717011.89
1956 | 11209.9925 | 1956 | 44839.9699 | 1956 | 179436.3984 | 1956 | 717745.5936
1957 | 11221.4576 | 1957 | 44885.8303 | 1957 | 179619.9181 | 1957 | 718479.6724
1958 | 11232.9285 | 1958 | 44931.7141 | 1958 | 179803.5316 | 1958 | 719214.1264
1959 | 11244.4053 | 1959 | 44977.6213 | 1959 | 179987.2389 | 1959 | 719948.9556
1960 | 11255.888 | 1960 | 45023.552 | 1960 | 180171.04 | 1960 | 720684.16
1961 | 11267.3765 | 1961 | 45069.5061 | 1961 | 180354.9349 | 1961 | 721419.7396
1962 | 11278.8709 | 1962 | 45115.4837 | 1962 | 180538.9236 | 1962 | 722155.6944
1963 | 11290.3712 | 1963 | 45161.4847 | 1963 | 180723.0061 | 1963 | 722892.0244
1964 | 11301.8773 | 1964 | 45207.5091 | 1964 | 180907.1824 | 1964 | 723628.7296
1965 | 11313.3893 | 1965 | 45253.557 | 1965 | 181091.4525 | 1965 | 724365.81
1966 | 11324.9071 | 1966 | 45299.6283 | 1966 | 181275.8164 | 1966 | 725103.2656
1967 | 11336.4308 | 1967 | 45345.7231 | 1967 | 181460.2741 | 1967 | 725841.0964
1968 | 11347.9603 | 1968 | 45391.8413 | 1968 | 181644.8256 | 1968 | 726579.3024
1969 | 11359.4957 | 1969 | 45437.9829 | 1969 | 181829.4709 | 1969 | 727317.8836
1970 | 11371.037 | 1970 | 45484.148 | 1970 | 182014.21 | 1970 | 728056.84
1971 | 11382.5841 | 1971 | 45530.3365 | 1971 | 182199.0429 | 1971 | 728796.1716
1972 | 11394.1371 | 1972 | 45576.5485 | 1972 | 182383.9696 | 1972 | 729535.8784
1973 | 11405.696 | 1973 | 45622.7839 | 1973 | 182568.9901 | 1973 | 730275.9604
1974 | 11417.2607 | 1974 | 45669.0427 | 1974 | 182754.1044 | 1974 | 731016.4176
1975 | 11428.8312 | 1975 | 45715.325 | 1975 | 182939.3125 | 1975 | 731757.25
1976 | 11440.4077 | 1976 | 45761.6307 | 1976 | 183124.6144 | 1976 | 732498.4576
1977 | 11451.99 | 1977 | 45807.9599 | 1977 | 183310.0101 | 1977 | 733240.0404
1978 | 11463.5781 | 1978 | 45854.3125 | 1978 | 183495.4996 | 1978 | 733981.9984
1979 | 11475.1721 | 1979 | 45900.6885 | 1979 | 183681.0829 | 1979 | 734724.3316
1980 | 11486.772 | 1980 | 45947.088 | 1980 | 183866.76 | 1980 | 735467.04
1981 | 11498.3777 | 1981 | 45993.5109 | 1981 | 184052.5309 | 1981 | 736210.1236
1982 | 11509.9893 | 1982 | 46039.9573 | 1982 | 184238.3956 | 1982 | 736953.5824
1983 | 11521.6068 | 1983 | 46086.4271 | 1983 | 184424.3541 | 1983 | 737697.4164
1984 | 11533.2301 | 1984 | 46132.9203 | 1984 | 184610.4064 | 1984 | 738441.6256
1985 | 11544.8592 | 1985 | 46179.437 | 1985 | 184796.5525 | 1985 | 739186.21
1986 | 11556.4943 | 1986 | 46225.9771 | 1986 | 184982.7924 | 1986 | 739931.1696
1987 | 11568.1352 | 1987 | 46272.5407 | 1987 | 185169.1261 | 1987 | 740676.5044
1988 | 11579.7819 | 1988 | 46319.1277 | 1988 | 185355.5536 | 1988 | 741422.2144
1989 | 11591.4345 | 1989 | 46365.7381 | 1989 | 185542.0749 | 1989 | 742168.2996
1990 | 11603.093 | 1990 | 46412.372 | 1990 | 185728.69 | 1990 | 742914.76
1991 | 11614.7573 | 1991 | 46459.0293 | 1991 | 185915.3989 | 1991 | 743661.5956
1992 | 11626.4275 | 1992 | 46505.7101 | 1992 | 186102.2016 | 1992 | 744408.8064
1993 | 11638.1036 | 1993 | 46552.4143 | 1993 | 186289.0981 | 1993 | 745156.3924
1994 | 11649.7855 | 1994 | 46599.1419 | 1994 | 186476.0884 | 1994 | 745904.3536
1995 | 11661.4732 | 1995 | 46645.893 | 1995 | 186663.1725 | 1995 | 746652.69
1996 | 11673.1669 | 1996 | 46692.6675 | 1996 | 186850.3504 | 1996 | 747401.4016
1997 | 11684.8664 | 1997 | 46739.4655 | 1997 | 187037.6221 | 1997 | 748150.4884
1998 | 11696.5717 | 1998 | 46786.2869 | 1998 | 187224.9876 | 1998 | 748899.9504
1999 | 11708.2829 | 1999 | 46833.1317 | 1999 | 187412.4469 | 1999 | 749649.7876
2000 | 11720 | 2000 | 46880 | 2000 | 187600 | 2000 | 750400
2001 | 11731.7229 | 2001 | 46926.8917 | 2001 | 187787.6469 | 2001 | 751150.5876
2002 | 11743.4517 | 2002 | 46973.8069 | 2002 | 187975.3876 | 2002 | 751901.5504
2003 | 11755.1864 | 2003 | 47020.7455 | 2003 | 188163.2221 | 2003 | 752652.8884
2004 | 11766.9269 | 2004 | 47067.7075 | 2004 | 188351.1504 | 2004 | 753404.6016
2005 | 11778.6732 | 2005 | 47114.693 | 2005 | 188539.1725 | 2005 | 754156.69
2006 | 11790.4255 | 2006 | 47161.7019 | 2006 | 188727.2884 | 2006 | 754909.1536
2007 | 11802.1836 | 2007 | 47208.7343 | 2007 | 188915.4981 | 2007 | 755661.9924
2008 | 11813.9475 | 2008 | 47255.7901 | 2008 | 189103.8016 | 2008 | 756415.2064
2009 | 11825.7173 | 2009 | 47302.8693 | 2009 | 189292.1989 | 2009 | 757168.7956
2010 | 11837.493 | 2010 | 47349.972 | 2010 | 189480.69 | 2010 | 757922.76
2011 | 11849.2745 | 2011 | 47397.0981 | 2011 | 189669.2749 | 2011 | 758677.0996
2012 | 11861.0619 | 2012 | 47444.2477 | 2012 | 189857.9536 | 2012 | 759431.8144
2013 | 11872.8552 | 2013 | 47491.4207 | 2013 | 190046.7261 | 2013 | 760186.9044
2014 | 11884.6543 | 2014 | 47538.6171 | 2014 | 190235.5924 | 2014 | 760942.3696
2015 | 11896.4592 | 2015 | 47585.837 | 2015 | 190424.5525 | 2015 | 761698.21
2016 | 11908.2701 | 2016 | 47633.0803 | 2016 | 190613.6064 | 2016 | 762454.4256
2017 | 11920.0868 | 2017 | 47680.3471 | 2017 | 190802.7541 | 2017 | 763211.0164
2018 | 11931.9093 | 2018 | 47727.6373 | 2018 | 190991.9956 | 2018 | 763967.9824
2019 | 11943.7377 | 2019 | 47774.9509 | 2019 | 191181.3309 | 2019 | 764725.3236
2020 | 11955.572 | 2020 | 47822.288 | 2020 | 191370.76 | 2020 | 765483.04
2021 | 11967.4121 | 2021 | 47869.6485 | 2021 | 191560.2829 | 2021 | 766241.1316
2022 | 11979.2581 | 2022 | 47917.0325 | 2022 | 191749.8996 | 2022 | 766999.5984
2023 | 11991.11 | 2023 | 47964.4399 | 2023 | 191939.6101 | 2023 | 767758.4404
2024 | 12002.9677 | 2024 | 48011.8707 | 2024 | 192129.4144 | 2024 | 768517.6576
2025 | 12014.8312 | 2025 | 48059.325 | 2025 | 192319.3125 | 2025 | 769277.25
2026 | 12026.7007 | 2026 | 48106.8027 | 2026 | 192509.3044 | 2026 | 770037.2176
2027 | 12038.576 | 2027 | 48154.3039 | 2027 | 192699.3901 | 2027 | 770797.5604
2028 | 12050.4571 | 2028 | 48201.8285 | 2028 | 192889.5696 | 2028 | 771558.2784
2029 | 12062.3441 | 2029 | 48249.3765 | 2029 | 193079.8429 | 2029 | 772319.3716
2030 | 12074.237 | 2030 | 48296.948 | 2030 | 193270.21 | 2030 | 773080.84
2031 | 12086.1357 | 2031 | 48344.5429 | 2031 | 193460.6709 | 2031 | 773842.6836
2032 | 12098.0403 | 2032 | 48392.1613 | 2032 | 193651.2256 | 2032 | 774604.9024
2033 | 12109.9508 | 2033 | 48439.8031 | 2033 | 193841.8741 | 2033 | 775367.4964
2034 | 12121.8671 | 2034 | 48487.4683 | 2034 | 194032.6164 | 2034 | 776130.4656
2035 | 12133.7892 | 2035 | 48535.157 | 2035 | 194223.4525 | 2035 | 776893.81
2036 | 12145.7173 | 2036 | 48582.8691 | 2036 | 194414.3824 | 2036 | 777657.5296
2037 | 12157.6512 | 2037 | 48630.6047 | 2037 | 194605.4061 | 2037 | 778421.6244
2038 | 12169.5909 | 2038 | 48678.3637 | 2038 | 194796.5236 | 2038 | 779186.0944
2039 | 12181.5365 | 2039 | 48726.1461 | 2039 | 194987.7349 | 2039 | 779950.9396
2040 | 12193.488 | 2040 | 48773.952 | 2040 | 195179.04 | 2040 | 780716.16
2041 | 12205.4453 | 2041 | 48821.7813 | 2041 | 195370.4389 | 2041 | 781481.7556
2042 | 12217.4085 | 2042 | 48869.6341 | 2042 | 195561.9316 | 2042 | 782247.7264
2043 | 12229.3776 | 2043 | 48917.5103 | 2043 | 195753.5181 | 2043 | 783014.0724
2044 | 12241.3525 | 2044 | 48965.4099 | 2044 | 195945.1984 | 2044 | 783780.7936
2045 | 12253.3332 | 2045 | 49013.333 | 2045 | 196136.9725 | 2045 | 784547.89
2046 | 12265.3199 | 2046 | 49061.2795 | 2046 | 196328.8404 | 2046 | 785315.3616
2047 | 12277.3124 | 2047 | 49109.2495 | 2047 | 196520.8021 | 2047 | 786083.2084
2048 | 12289.3107 | 2048 | 49157.2429 | 2048 | 196712.8576 | 2048 | 786851.4304
2049 | 12301.3149 | 2049 | 49205.2597 | 2049 | 196905.0069 | 2049 | 787620.0276
2050 | 12313.325 | 2050 | 49253.3 | 2050 | 197097.25 | 2050 | 788389
2051 | 12325.3409 | 2051 | 49301.3637 | 2051 | 197289.5869 | 2051 | 789158.3476
2052 | 12337.3627 | 2052 | 49349.4509 | 2052 | 197482.0176 | 2052 | 789928.0704
2053 | 12349.3904 | 2053 | 49397.5615 | 2053 | 197674.5421 | 2053 | 790698.1684
2054 | 12361.4239 | 2054 | 49445.6955 | 2054 | 197867.1604 | 2054 | 791468.6416
2055 | 12373.4633 | 2055 | 49493.853 | 2055 | 198059.8725 | 2055 | 792239.49
2056 | 12385.5085 | 2056 | 49542.0339 | 2056 | 198252.6784 | 2056 | 793010.7136
2057 | 12397.5596 | 2057 | 49590.2383 | 2057 | 198445.5781 | 2057 | 793782.3124
2058 | 12409.6165 | 2058 | 49638.4661 | 2058 | 198638.5716 | 2058 | 794554.2864
2059 | 12421.6793 | 2059 | 49686.7173 | 2059 | 198831.6589 | 2059 | 795326.6356
2060 | 12433.748 | 2060 | 49734.992 | 2060 | 199024.84 | 2060 | 796099.36
2061 | 12445.8225 | 2061 | 49783.2901 | 2061 | 199218.1149 | 2061 | 796872.4596
2062 | 12457.9029 | 2062 | 49831.6117 | 2062 | 199411.4836 | 2062 | 797645.9344
2063 | 12469.9892 | 2063 | 49879.9567 | 2063 | 199604.9461 | 2063 | 798419.7844
2064 | 12482.0813 | 2064 | 49928.3251 | 2064 | 199798.5024 | 2064 | 799194.0096
2065 | 12494.1792 | 2065 | 49976.717 | 2065 | 199992.1525 | 2065 | 799968.61
2066 | 12506.2831 | 2066 | 50025.1323 | 2066 | 200185.8964 | 2066 | 800743.5856
2067 | 12518.3928 | 2067 | 50073.5711 | 2067 | 200379.7341 | 2067 | 801518.9364
2068 | 12530.5083 | 2068 | 50122.0333 | 2068 | 200573.6656 | 2068 | 802294.6624
2069 | 12542.6297 | 2069 | 50170.5189 | 2069 | 200767.6909 | 2069 | 803070.7636
2070 | 12554.757 | 2070 | 50219.028 | 2070 | 200961.81 | 2070 | 803847.24
2071 | 12566.8901 | 2071 | 50267.5605 | 2071 | 201156.0229 | 2071 | 804624.0916
2072 | 12579.0291 | 2072 | 50316.1165 | 2072 | 201350.3296 | 2072 | 805401.3184
2073 | 12591.174 | 2073 | 50364.6959 | 2073 | 201544.7301 | 2073 | 806178.9204
2074 | 12603.3247 | 2074 | 50413.2987 | 2074 | 201739.2244 | 2074 | 806956.8976
2075 | 12615.4813 | 2075 | 50461.925 | 2075 | 201933.8125 | 2075 | 807735.25
2076 | 12627.6437 | 2076 | 50510.5747 | 2076 | 202128.4944 | 2076 | 808513.9776
2077 | 12639.812 | 2077 | 50559.2479 | 2077 | 202323.2701 | 2077 | 809293.0804
2078 | 12651.9861 | 2078 | 50607.9445 | 2078 | 202518.1396 | 2078 | 810072.5584
2079 | 12664.1661 | 2079 | 50656.6645 | 2079 | 202713.1029 | 2079 | 810852.4116
2080 | 12676.352 | 2080 | 50705.408 | 2080 | 202908.16 | 2080 | 811632.64
2081 | 12688.5437 | 2081 | 50754.1749 | 2081 | 203103.3109 | 2081 | 812413.2436
2082 | 12700.7413 | 2082 | 50802.9653 | 2082 | 203298.5556 | 2082 | 813194.2224
2083 | 12712.9448 | 2083 | 50851.7791 | 2083 | 203493.8941 | 2083 | 813975.5764
2084 | 12725.1541 | 2084 | 50900.6163 | 2084 | 203689.3264 | 2084 | 814757.3056
2085 | 12737.3692 | 2085 | 50949.477 | 2085 | 203884.8525 | 2085 | 815539.41
2086 | 12749.5903 | 2086 | 50998.3611 | 2086 | 204080.4724 | 2086 | 816321.8896
2087 | 12761.8172 | 2087 | 51047.2687 | 2087 | 204276.1861 | 2087 | 817104.7444
2088 | 12774.0499 | 2088 | 51096.1997 | 2088 | 204471.9936 | 2088 | 817887.9744
2089 | 12786.2885 | 2089 | 51145.1541 | 2089 | 204667.8949 | 2089 | 818671.5796
2090 | 12798.533 | 2090 | 51194.132 | 2090 | 204863.89 | 2090 | 819455.56
2091 | 12810.7833 | 2091 | 51243.1333 | 2091 | 205059.9789 | 2091 | 820239.9156
2092 | 12823.0395 | 2092 | 51292.1581 | 2092 | 205256.1616 | 2092 | 821024.6464
2093 | 12835.3016 | 2093 | 51341.2063 | 2093 | 205452.4381 | 2093 | 821809.7524
2094 | 12847.5695 | 2094 | 51390.2779 | 2094 | 205648.8084 | 2094 | 822595.2336
2095 | 12859.8432 | 2095 | 51439.373 | 2095 | 205845.2725 | 2095 | 823381.09
2096 | 12872.1229 | 2096 | 51488.4915 | 2096 | 206041.8304 | 2096 | 824167.3216
2097 | 12884.4084 | 2097 | 51537.6335 | 2097 | 206238.4821 | 2097 | 824953.9284
2098 | 12896.6997 | 2098 | 51586.7989 | 2098 | 206435.2276 | 2098 | 825740.9104
2099 | 12908.9969 | 2099 | 51635.9877 | 2099 | 206632.0669 | 2099 | 826528.2676
2100 | 12921.3 | 2100 | 51685.2 | 2100 | 206829 | 2100 | 827316
2101 | 12933.6089 | 2101 | 51734.4357 | 2101 | 207026.0269 | 2101 | 828104.1076
2102 | 12945.9237 | 2102 | 51783.6949 | 2102 | 207223.1476 | 2102 | 828892.5904
2103 | 12958.2444 | 2103 | 51832.9775 | 2103 | 207420.3621 | 2103 | 829681.4484
2104 | 12970.5709 | 2104 | 51882.2835 | 2104 | 207617.6704 | 2104 | 830470.6816
2105 | 12982.9032 | 2105 | 51931.613 | 2105 | 207815.0725 | 2105 | 831260.29
2106 | 12995.2415 | 2106 | 51980.9659 | 2106 | 208012.5684 | 2106 | 832050.2736
2107 | 13007.5856 | 2107 | 52030.3423 | 2107 | 208210.1581 | 2107 | 832840.6324
2108 | 13019.9355 | 2108 | 52079.7421 | 2108 | 208407.8416 | 2108 | 833631.3664
2109 | 13032.2913 | 2109 | 52129.1653 | 2109 | 208605.6189 | 2109 | 834422.4756
2110 | 13044.653 | 2110 | 52178.612 | 2110 | 208803.49 | 2110 | 835213.96
2111 | 13057.0205 | 2111 | 52228.0821 | 2111 | 209001.4549 | 2111 | 836005.8196
2112 | 13069.3939 | 2112 | 52277.5757 | 2112 | 209199.5136 | 2112 | 836798.0544
2113 | 13081.7732 | 2113 | 52327.0927 | 2113 | 209397.6661 | 2113 | 837590.6644
2114 | 13094.1583 | 2114 | 52376.6331 | 2114 | 209595.9124 | 2114 | 838383.6496
2115 | 13106.5493 | 2115 | 52426.197 | 2115 | 209794.2525 | 2115 | 839177.01
2116 | 13118.9461 | 2116 | 52475.7843 | 2116 | 209992.6864 | 2116 | 839970.7456
2117 | 13131.3488 | 2117 | 52525.3951 | 2117 | 210191.2141 | 2117 | 840764.8564
2118 | 13143.7573 | 2118 | 52575.0293 | 2118 | 210389.8356 | 2118 | 841559.3424
2119 | 13156.1717 | 2119 | 52624.6869 | 2119 | 210588.5509 | 2119 | 842354.2036
2120 | 13168.592 | 2120 | 52674.368 | 2120 | 210787.36 | 2120 | 843149.44
2121 | 13181.0181 | 2121 | 52724.0725 | 2121 | 210986.2629 | 2121 | 843945.0516
2122 | 13193.4501 | 2122 | 52773.8005 | 2122 | 211185.2596 | 2122 | 844741.0384
2123 | 13205.888 | 2123 | 52823.5519 | 2123 | 211384.3501 | 2123 | 845537.4004
2124 | 13218.3317 | 2124 | 52873.3267 | 2124 | 211583.5344 | 2124 | 846334.1376
2125 | 13230.7812 | 2125 | 52923.125 | 2125 | 211782.8125 | 2125 | 847131.25
2126 | 13243.2367 | 2126 | 52972.9467 | 2126 | 211982.1844 | 2126 | 847928.7376
2127 | 13255.698 | 2127 | 53022.7919 | 2127 | 212181.6501 | 2127 | 848726.6004
2128 | 13268.1651 | 2128 | 53072.6605 | 2128 | 212381.2096 | 2128 | 849524.8384
2129 | 13280.6381 | 2129 | 53122.5525 | 2129 | 212580.8629 | 2129 | 850323.4516
2130 | 13293.117 | 2130 | 53172.468 | 2130 | 212780.61 | 2130 | 851122.44
2131 | 13305.6017 | 2131 | 53222.4069 | 2131 | 212980.4509 | 2131 | 851921.8036
2132 | 13318.0923 | 2132 | 53272.3693 | 2132 | 213180.3856 | 2132 | 852721.5424
2133 | 13330.5888 | 2133 | 53322.3551 | 2133 | 213380.4141 | 2133 | 853521.6564
2134 | 13343.0911 | 2134 | 53372.3643 | 2134 | 213580.5364 | 2134 | 854322.1456
2135 | 13355.5992 | 2135 | 53422.397 | 2135 | 213780.7525 | 2135 | 855123.01
2136 | 13368.1133 | 2136 | 53472.4531 | 2136 | 213981.0624 | 2136 | 855924.2496
2137 | 13380.6332 | 2137 | 53522.5327 | 2137 | 214181.4661 | 2137 | 856725.8644
2138 | 13393.1589 | 2138 | 53572.6357 | 2138 | 214381.9636 | 2138 | 857527.8544
2139 | 13405.6905 | 2139 | 53622.7621 | 2139 | 214582.5549 | 2139 | 858330.2196
2140 | 13418.228 | 2140 | 53672.912 | 2140 | 214783.24 | 2140 | 859132.96
2141 | 13430.7713 | 2141 | 53723.0853 | 2141 | 214984.0189 | 2141 | 859936.0756
2142 | 13443.3205 | 2142 | 53773.2821 | 2142 | 215184.8916 | 2142 | 860739.5664
2143 | 13455.8756 | 2143 | 53823.5023 | 2143 | 215385.8581 | 2143 | 861543.4324
2144 | 13468.4365 | 2144 | 53873.7459 | 2144 | 215586.9184 | 2144 | 862347.6736
2145 | 13481.0032 | 2145 | 53924.013 | 2145 | 215788.0725 | 2145 | 863152.29
2146 | 13493.5759 | 2146 | 53974.3035 | 2146 | 215989.3204 | 2146 | 863957.2816
2147 | 13506.1544 | 2147 | 54024.6175 | 2147 | 216190.6621 | 2147 | 864762.6484
2148 | 13518.7387 | 2148 | 54074.9549 | 2148 | 216392.0976 | 2148 | 865568.3904
2149 | 13531.3289 | 2149 | 54125.3157 | 2149 | 216593.6269 | 2149 | 866374.5076
2150 | 13543.925 | 2150 | 54175.7 | 2150 | 216795.25 | 2150 | 867181
2151 | 13556.5269 | 2151 | 54226.1077 | 2151 | 216996.9669 | 2151 | 867987.8676
2152 | 13569.1347 | 2152 | 54276.5389 | 2152 | 217198.7776 | 2152 | 868795.1104
2153 | 13581.7484 | 2153 | 54326.9935 | 2153 | 217400.6821 | 2153 | 869602.7284
2154 | 13594.3679 | 2154 | 54377.4715 | 2154 | 217602.6804 | 2154 | 870410.7216
2155 | 13606.9932 | 2155 | 54427.973 | 2155 | 217804.7725 | 2155 | 871219.09
2156 | 13619.6245 | 2156 | 54478.4979 | 2156 | 218006.9584 | 2156 | 872027.8336
2157 | 13632.2616 | 2157 | 54529.0463 | 2157 | 218209.2381 | 2157 | 872836.9524
2158 | 13644.9045 | 2158 | 54579.6181 | 2158 | 218411.6116 | 2158 | 873646.4464
2159 | 13657.5533 | 2159 | 54630.2133 | 2159 | 218614.0789 | 2159 | 874456.3156
2160 | 13670.208 | 2160 | 54680.832 | 2160 | 218816.64 | 2160 | 875266.56
2161 | 13682.8685 | 2161 | 54731.4741 | 2161 | 219019.2949 | 2161 | 876077.1796
2162 | 13695.5349 | 2162 | 54782.1397 | 2162 | 219222.0436 | 2162 | 876888.1744
2163 | 13708.2072 | 2163 | 54832.8287 | 2163 | 219424.8861 | 2163 | 877699.5444
2164 | 13720.8853 | 2164 | 54883.5411 | 2164 | 219627.8224 | 2164 | 878511.2896
2165 | 13733.5693 | 2165 | 54934.277 | 2165 | 219830.8525 | 2165 | 879323.41
2166 | 13746.2591 | 2166 | 54985.0363 | 2166 | 220033.9764 | 2166 | 880135.9056
2167 | 13758.9548 | 2167 | 55035.8191 | 2167 | 220237.1941 | 2167 | 880948.7764
2168 | 13771.6563 | 2168 | 55086.6253 | 2168 | 220440.5056 | 2168 | 881762.0224
2169 | 13784.3637 | 2169 | 55137.4549 | 2169 | 220643.9109 | 2169 | 882575.6436
2170 | 13797.077 | 2170 | 55188.308 | 2170 | 220847.41 | 2170 | 883389.64
2171 | 13809.7961 | 2171 | 55239.1845 | 2171 | 221051.0029 | 2171 | 884204.0116
2172 | 13822.5211 | 2172 | 55290.0845 | 2172 | 221254.6896 | 2172 | 885018.7584
2173 | 13835.252 | 2173 | 55341.0079 | 2173 | 221458.4701 | 2173 | 885833.8804
2174 | 13847.9887 | 2174 | 55391.9547 | 2174 | 221662.3444 | 2174 | 886649.3776
2175 | 13860.7313 | 2175 | 55442.925 | 2175 | 221866.3125 | 2175 | 887465.25
2176 | 13873.4797 | 2176 | 55493.9187 | 2176 | 222070.3744 | 2176 | 888281.4976
2177 | 13886.234 | 2177 | 55544.9359 | 2177 | 222274.5301 | 2177 | 889098.1204
2178 | 13898.9941 | 2178 | 55595.9765 | 2178 | 222478.7796 | 2178 | 889915.1184
2179 | 13911.7601 | 2179 | 55647.0405 | 2179 | 222683.1229 | 2179 | 890732.4916
2180 | 13924.532 | 2180 | 55698.128 | 2180 | 222887.56 | 2180 | 891550.24
2181 | 13937.3097 | 2181 | 55749.2389 | 2181 | 223092.0909 | 2181 | 892368.3636
2182 | 13950.0933 | 2182 | 55800.3733 | 2182 | 223296.7156 | 2182 | 893186.8624
2183 | 13962.8828 | 2183 | 55851.5311 | 2183 | 223501.4341 | 2183 | 894005.7364
2184 | 13975.6781 | 2184 | 55902.7123 | 2184 | 223706.2464 | 2184 | 894824.9856
2185 | 13988.4793 | 2185 | 55953.917 | 2185 | 223911.1525 | 2185 | 895644.61
2186 | 14001.2863 | 2186 | 56005.1451 | 2186 | 224116.1524 | 2186 | 896464.6096
2187 | 14014.0992 | 2187 | 56056.3967 | 2187 | 224321.2461 | 2187 | 897284.9844
2188 | 14026.9179 | 2188 | 56107.6717 | 2188 | 224526.4336 | 2188 | 898105.7344
2189 | 14039.7425 | 2189 | 56158.9701 | 2189 | 224731.7149 | 2189 | 898926.8596
2190 | 14052.573 | 2190 | 56210.292 | 2190 | 224937.09 | 2190 | 899748.36
2191 | 14065.4093 | 2191 | 56261.6373 | 2191 | 225142.5589 | 2191 | 900570.2356
2192 | 14078.2515 | 2192 | 56313.0061 | 2192 | 225348.1216 | 2192 | 901392.4864
2193 | 14091.0996 | 2193 | 56364.3983 | 2193 | 225553.7781 | 2193 | 902215.1124
2194 | 14103.9535 | 2194 | 56415.8139 | 2194 | 225759.5284 | 2194 | 903038.1136
2195 | 14116.8132 | 2195 | 56467.253 | 2195 | 225965.3725 | 2195 | 903861.49
2196 | 14129.6789 | 2196 | 56518.7155 | 2196 | 226171.3104 | 2196 | 904685.2416
2197 | 14142.5504 | 2197 | 56570.2015 | 2197 | 226377.3421 | 2197 | 905509.3684
2198 | 14155.4277 | 2198 | 56621.7109 | 2198 | 226583.4676 | 2198 | 906333.8704
2199 | 14168.3109 | 2199 | 56673.2437 | 2199 | 226789.6869 | 2199 | 907158.7476
2200 | 14181.2 | 2200 | 56724.8 | 2200 | 226996 | 2200 | 907984
2201 | 14194.0949 | 2201 | 56776.3797 | 2201 | 227202.4069 | 2201 | 908809.6276
2202 | 14206.9957 | 2202 | 56827.9829 | 2202 | 227408.9076 | 2202 | 909635.6304
2203 | 14219.9024 | 2203 | 56879.6095 | 2203 | 227615.5021 | 2203 | 910462.0084
2204 | 14232.8149 | 2204 | 56931.2595 | 2204 | 227822.1904 | 2204 | 911288.7616
2205 | 14245.7332 | 2205 | 56982.933 | 2205 | 228028.9725 | 2205 | 912115.89
2206 | 14258.6575 | 2206 | 57034.6299 | 2206 | 228235.8484 | 2206 | 912943.3936
2207 | 14271.5876 | 2207 | 57086.3503 | 2207 | 228442.8181 | 2207 | 913771.2724
2208 | 14284.5235 | 2208 | 57138.0941 | 2208 | 228649.8816 | 2208 | 914599.5264
2209 | 14297.4653 | 2209 | 57189.8613 | 2209 | 228857.0389 | 2209 | 915428.1556
2210 | 14310.413 | 2210 | 57241.652 | 2210 | 229064.29 | 2210 | 916257.16
2211 | 14323.3665 | 2211 | 57293.4661 | 2211 | 229271.6349 | 2211 | 917086.5396
2212 | 14336.3259 | 2212 | 57345.3037 | 2212 | 229479.0736 | 2212 | 917916.2944
2213 | 14349.2912 | 2213 | 57397.1647 | 2213 | 229686.6061 | 2213 | 918746.4244
2214 | 14362.2623 | 2214 | 57449.0491 | 2214 | 229894.2324 | 2214 | 919576.9296
2215 | 14375.2393 | 2215 | 57500.957 | 2215 | 230101.9525 | 2215 | 920407.81
2216 | 14388.2221 | 2216 | 57552.8883 | 2216 | 230309.7664 | 2216 | 921239.0656
2217 | 14401.2108 | 2217 | 57604.8431 | 2217 | 230517.6741 | 2217 | 922070.6964
2218 | 14414.2053 | 2218 | 57656.8213 | 2218 | 230725.6756 | 2218 | 922902.7024
2219 | 14427.2057 | 2219 | 57708.8229 | 2219 | 230933.7709 | 2219 | 923735.0836
2220 | 14440.212 | 2220 | 57760.848 | 2220 | 231141.96 | 2220 | 924567.84
2221 | 14453.2241 | 2221 | 57812.8965 | 2221 | 231350.2429 | 2221 | 925400.9716
2222 | 14466.2421 | 2222 | 57864.9685 | 2222 | 231558.6196 | 2222 | 926234.4784
2223 | 14479.266 | 2223 | 57917.0639 | 2223 | 231767.0901 | 2223 | 927068.3604
2224 | 14492.2957 | 2224 | 57969.1827 | 2224 | 231975.6544 | 2224 | 927902.6176
2225 | 14505.3312 | 2225 | 58021.325 | 2225 | 232184.3125 | 2225 | 928737.25
2226 | 14518.3727 | 2226 | 58073.4907 | 2226 | 232393.0644 | 2226 | 929572.2576
2227 | 14531.42 | 2227 | 58125.6799 | 2227 | 232601.9101 | 2227 | 930407.6404
2228 | 14544.4731 | 2228 | 58177.8925 | 2228 | 232810.8496 | 2228 | 931243.3984
2229 | 14557.5321 | 2229 | 58230.1285 | 2229 | 233019.8829 | 2229 | 932079.5316
2230 | 14570.597 | 2230 | 58282.388 | 2230 | 233229.01 | 2230 | 932916.04
2231 | 14583.6677 | 2231 | 58334.6709 | 2231 | 233438.2309 | 2231 | 933752.9236
2232 | 14596.7443 | 2232 | 58386.9773 | 2232 | 233647.5456 | 2232 | 934590.1824
2233 | 14609.8268 | 2233 | 58439.3071 | 2233 | 233856.9541 | 2233 | 935427.8164
2234 | 14622.9151 | 2234 | 58491.6603 | 2234 | 234066.4564 | 2234 | 936265.8256
2235 | 14636.0092 | 2235 | 58544.037 | 2235 | 234276.0525 | 2235 | 937104.21
2236 | 14649.1093 | 2236 | 58596.4371 | 2236 | 234485.7424 | 2236 | 937942.9696
2237 | 14662.2152 | 2237 | 58648.8607 | 2237 | 234695.5261 | 2237 | 938782.1044
2238 | 14675.3269 | 2238 | 58701.3077 | 2238 | 234905.4036 | 2238 | 939621.6144
2239 | 14688.4445 | 2239 | 58753.7781 | 2239 | 235115.3749 | 2239 | 940461.4996
2240 | 14701.568 | 2240 | 58806.272 | 2240 | 235325.44 | 2240 | 941301.76
2241 | 14714.6973 | 2241 | 58858.7893 | 2241 | 235535.5989 | 2241 | 942142.3956
2242 | 14727.8325 | 2242 | 58911.3301 | 2242 | 235745.8516 | 2242 | 942983.4064
2243 | 14740.9736 | 2243 | 58963.8943 | 2243 | 235956.1981 | 2243 | 943824.7924
2244 | 14754.1205 | 2244 | 59016.4819 | 2244 | 236166.6384 | 2244 | 944666.5536
2245 | 14767.2733 | 2245 | 59069.093 | 2245 | 236377.1725 | 2245 | 945508.69
2246 | 14780.4319 | 2246 | 59121.7275 | 2246 | 236587.8004 | 2246 | 946351.2016
2247 | 14793.5964 | 2247 | 59174.3855 | 2247 | 236798.5221 | 2247 | 947194.0884
2248 | 14806.7667 | 2248 | 59227.0669 | 2248 | 237009.3376 | 2248 | 948037.3504
2249 | 14819.9429 | 2249 | 59279.7717 | 2249 | 237220.2469 | 2249 | 948880.9876
2250 | 14833.125 | 2250 | 59332.5 | 2250 | 237431.25 | 2250 | 949725
2251 | 14846.3129 | 2251 | 59385.2517 | 2251 | 237642.3469 | 2251 | 950569.3876
2252 | 14859.5067 | 2252 | 59438.0269 | 2252 | 237853.5376 | 2252 | 951414.1504
2253 | 14872.7064 | 2253 | 59490.8255 | 2253 | 238064.8221 | 2253 | 952259.2884
2254 | 14885.9119 | 2254 | 59543.6475 | 2254 | 238276.2004 | 2254 | 953104.8016
2255 | 14899.1233 | 2255 | 59596.493 | 2255 | 238487.6725 | 2255 | 953950.69
2256 | 14912.3405 | 2256 | 59649.3619 | 2256 | 238699.2384 | 2256 | 954796.9536
2257 | 14925.5636 | 2257 | 59702.2543 | 2257 | 238910.8981 | 2257 | 955643.5924
2258 | 14938.7925 | 2258 | 59755.1701 | 2258 | 239122.6516 | 2258 | 956490.6064
2259 | 14952.0273 | 2259 | 59808.1093 | 2259 | 239334.4989 | 2259 | 957337.9956
2260 | 14965.268 | 2260 | 59861.072 | 2260 | 239546.44 | 2260 | 958185.76
2261 | 14978.5145 | 2261 | 59914.0581 | 2261 | 239758.4749 | 2261 | 959033.8996
2262 | 14991.7669 | 2262 | 59967.0677 | 2262 | 239970.6036 | 2262 | 959882.4144
2263 | 15005.0252 | 2263 | 60020.1007 | 2263 | 240182.8261 | 2263 | 960731.3044
2264 | 15018.2893 | 2264 | 60073.1571 | 2264 | 240395.1424 | 2264 | 961580.5696
2265 | 15031.5593 | 2265 | 60126.237 | 2265 | 240607.5525 | 2265 | 962430.21
2266 | 15044.8351 | 2266 | 60179.3403 | 2266 | 240820.0564 | 2266 | 963280.2256
2267 | 15058.1168 | 2267 | 60232.4671 | 2267 | 241032.6541 | 2267 | 964130.6164
2268 | 15071.4043 | 2268 | 60285.6173 | 2268 | 241245.3456 | 2268 | 964981.3824
2269 | 15084.6977 | 2269 | 60338.7909 | 2269 | 241458.1309 | 2269 | 965832.5236
2270 | 15097.997 | 2270 | 60391.988 | 2270 | 241671.01 | 2270 | 966684.04
2271 | 15111.3021 | 2271 | 60445.2085 | 2271 | 241883.9829 | 2271 | 967535.9316
2272 | 15124.6131 | 2272 | 60498.4525 | 2272 | 242097.0496 | 2272 | 968388.1984
2273 | 15137.93 | 2273 | 60551.7199 | 2273 | 242310.2101 | 2273 | 969240.8404
2274 | 15151.2527 | 2274 | 60605.0107 | 2274 | 242523.4644 | 2274 | 970093.8576
2275 | 15164.5812 | 2275 | 60658.325 | 2275 | 242736.8125 | 2275 | 970947.25
2276 | 15177.9157 | 2276 | 60711.6627 | 2276 | 242950.2544 | 2276 | 971801.0176
2277 | 15191.256 | 2277 | 60765.0239 | 2277 | 243163.7901 | 2277 | 972655.1604
2278 | 15204.6021 | 2278 | 60818.4085 | 2278 | 243377.4196 | 2278 | 973509.6784
2279 | 15217.9541 | 2279 | 60871.8165 | 2279 | 243591.1429 | 2279 | 974364.5716
2280 | 15231.312 | 2280 | 60925.248 | 2280 | 243804.96 | 2280 | 975219.84
2281 | 15244.6757 | 2281 | 60978.7029 | 2281 | 244018.8709 | 2281 | 976075.4836
2282 | 15258.0453 | 2282 | 61032.1813 | 2282 | 244232.8756 | 2282 | 976931.5024
2283 | 15271.4208 | 2283 | 61085.6831 | 2283 | 244446.9741 | 2283 | 977787.8964
2284 | 15284.8021 | 2284 | 61139.2083 | 2284 | 244661.1664 | 2284 | 978644.6656
2285 | 15298.1892 | 2285 | 61192.757 | 2285 | 244875.4525 | 2285 | 979501.81
2286 | 15311.5823 | 2286 | 61246.3291 | 2286 | 245089.8324 | 2286 | 980359.3296
2287 | 15324.9812 | 2287 | 61299.9247 | 2287 | 245304.3061 | 2287 | 981217.2244
2288 | 15338.3859 | 2288 | 61353.5437 | 2288 | 245518.8736 | 2288 | 982075.4944
2289 | 15351.7965 | 2289 | 61407.1861 | 2289 | 245733.5349 | 2289 | 982934.1396
2290 | 15365.213 | 2290 | 61460.852 | 2290 | 245948.29 | 2290 | 983793.16
2291 | 15378.6353 | 2291 | 61514.5413 | 2291 | 246163.1389 | 2291 | 984652.5556
2292 | 15392.0635 | 2292 | 61568.2541 | 2292 | 246378.0816 | 2292 | 985512.3264
2293 | 15405.4976 | 2293 | 61621.9903 | 2293 | 246593.1181 | 2293 | 986372.4724
2294 | 15418.9375 | 2294 | 61675.7499 | 2294 | 246808.2484 | 2294 | 987232.9936
2295 | 15432.3833 | 2295 | 61729.533 | 2295 | 247023.4725 | 2295 | 988093.89
2296 | 15445.8349 | 2296 | 61783.3395 | 2296 | 247238.7904 | 2296 | 988955.1616
2297 | 15459.2924 | 2297 | 61837.1695 | 2297 | 247454.2021 | 2297 | 989816.8084
2298 | 15472.7557 | 2298 | 61891.0229 | 2298 | 247669.7076 | 2298 | 990678.8304
2299 | 15486.2249 | 2299 | 61944.8997 | 2299 | 247885.3069 | 2299 | 991541.2276
2300 | 15499.7 | 2300 | 61998.8 | 2300 | 248101 | 2300 | 992404
2301 | 15513.1809 | 2301 | 62052.7237 | 2301 | 248316.7869 | 2301 | 993267.1476
2302 | 15526.6677 | 2302 | 62106.6709 | 2302 | 248532.6676 | 2302 | 994130.6704
2303 | 15540.1604 | 2303 | 62160.6415 | 2303 | 248748.6421 | 2303 | 994994.5684
2304 | 15553.6589 | 2304 | 62214.6355 | 2304 | 248964.7104 | 2304 | 995858.8416
2305 | 15567.1632 | 2305 | 62268.653 | 2305 | 249180.8725 | 2305 | 996723.49
2306 | 15580.6735 | 2306 | 62322.6939 | 2306 | 249397.1284 | 2306 | 997588.5136
2307 | 15594.1896 | 2307 | 62376.7583 | 2307 | 249613.4781 | 2307 | 998453.9124
2308 | 15607.7115 | 2308 | 62430.8461 | 2308 | 249829.9216 | 2308 | 999319.6864
2309 | 15621.2393 | 2309 | 62484.9573 | 2309 | 250046.4589 | 2309 | 1000185.8356
2310 | 15634.773 | 2310 | 62539.092 | 2310 | 250263.09 | 2310 | 1001052.36
2311 | 15648.3125 | 2311 | 62593.2501 | 2311 | 250479.8149 | 2311 | 1001919.2596
2312 | 15661.8579 | 2312 | 62647.4317 | 2312 | 250696.6336 | 2312 | 1002786.5344
2313 | 15675.4092 | 2313 | 62701.6367 | 2313 | 250913.5461 | 2313 | 1003654.1844
2314 | 15688.9663 | 2314 | 62755.8651 | 2314 | 251130.5524 | 2314 | 1004522.2096
2315 | 15702.5292 | 2315 | 62810.117 | 2315 | 251347.6525 | 2315 | 1005390.61
2316 | 15716.0981 | 2316 | 62864.3923 | 2316 | 251564.8464 | 2316 | 1006259.3856
2317 | 15729.6728 | 2317 | 62918.6911 | 2317 | 251782.1341 | 2317 | 1007128.5364
2318 | 15743.2533 | 2318 | 62973.0133 | 2318 | 251999.5156 | 2318 | 1007998.0624
2319 | 15756.8397 | 2319 | 63027.3589 | 2319 | 252216.9909 | 2319 | 1008867.9636
2320 | 15770.432 | 2320 | 63081.728 | 2320 | 252434.56 | 2320 | 1009738.24
2321 | 15784.0301 | 2321 | 63136.1205 | 2321 | 252652.2229 | 2321 | 1010608.8916
2322 | 15797.6341 | 2322 | 63190.5365 | 2322 | 252869.9796 | 2322 | 1011479.9184
2323 | 15811.244 | 2323 | 63244.9759 | 2323 | 253087.8301 | 2323 | 1012351.3204
2324 | 15824.8597 | 2324 | 63299.4387 | 2324 | 253305.7744 | 2324 | 1013223.0976
2325 | 15838.4813 | 2325 | 63353.925 | 2325 | 253523.8125 | 2325 | 1014095.25
2326 | 15852.1087 | 2326 | 63408.4347 | 2326 | 253741.9444 | 2326 | 1014967.7776
2327 | 15865.742 | 2327 | 63462.9679 | 2327 | 253960.1701 | 2327 | 1015840.6804
2328 | 15879.3811 | 2328 | 63517.5245 | 2328 | 254178.4896 | 2328 | 1016713.9584
2329 | 15893.0261 | 2329 | 63572.1045 | 2329 | 254396.9029 | 2329 | 1017587.6116
2330 | 15906.677 | 2330 | 63626.708 | 2330 | 254615.41 | 2330 | 1018461.64
2331 | 15920.3337 | 2331 | 63681.3349 | 2331 | 254834.0109 | 2331 | 1019336.0436
2332 | 15933.9963 | 2332 | 63735.9853 | 2332 | 255052.7056 | 2332 | 1020210.8224
2333 | 15947.6648 | 2333 | 63790.6591 | 2333 | 255271.4941 | 2333 | 1021085.9764
2334 | 15961.3391 | 2334 | 63845.3563 | 2334 | 255490.3764 | 2334 | 1021961.5056
2335 | 15975.0192 | 2335 | 63900.077 | 2335 | 255709.3525 | 2335 | 1022837.41
2336 | 15988.7053 | 2336 | 63954.8211 | 2336 | 255928.4224 | 2336 | 1023713.6896
2337 | 16002.3972 | 2337 | 64009.5887 | 2337 | 256147.5861 | 2337 | 1024590.3444
2338 | 16016.0949 | 2338 | 64064.3797 | 2338 | 256366.8436 | 2338 | 1025467.3744
2339 | 16029.7985 | 2339 | 64119.1941 | 2339 | 256586.1949 | 2339 | 1026344.7796
2340 | 16043.508 | 2340 | 64174.032 | 2340 | 256805.64 | 2340 | 1027222.56
2341 | 16057.2233 | 2341 | 64228.8933 | 2341 | 257025.1789 | 2341 | 1028100.7156
2342 | 16070.9445 | 2342 | 64283.7781 | 2342 | 257244.8116 | 2342 | 1028979.2464
2343 | 16084.6716 | 2343 | 64338.6863 | 2343 | 257464.5381 | 2343 | 1029858.1524
2344 | 16098.4045 | 2344 | 64393.6179 | 2344 | 257684.3584 | 2344 | 1030737.4336
2345 | 16112.1432 | 2345 | 64448.573 | 2345 | 257904.2725 | 2345 | 1031617.09
2346 | 16125.8879 | 2346 | 64503.5515 | 2346 | 258124.2804 | 2346 | 1032497.1216
2347 | 16139.6384 | 2347 | 64558.5535 | 2347 | 258344.3821 | 2347 | 1033377.5284
2348 | 16153.3947 | 2348 | 64613.5789 | 2348 | 258564.5776 | 2348 | 1034258.3104
2349 | 16167.1569 | 2349 | 64668.6277 | 2349 | 258784.8669 | 2349 | 1035139.4676
2350 | 16180.925 | 2350 | 64723.7 | 2350 | 259005.25 | 2350 | 1036021
2351 | 16194.6989 | 2351 | 64778.7957 | 2351 | 259225.7269 | 2351 | 1036902.9076
2352 | 16208.4787 | 2352 | 64833.9149 | 2352 | 259446.2976 | 2352 | 1037785.1904
2353 | 16222.2644 | 2353 | 64889.0575 | 2353 | 259666.9621 | 2353 | 1038667.8484
2354 | 16236.0559 | 2354 | 64944.2235 | 2354 | 259887.7204 | 2354 | 1039550.8816
2355 | 16249.8533 | 2355 | 64999.413 | 2355 | 260108.5725 | 2355 | 1040434.29
2356 | 16263.6565 | 2356 | 65054.6259 | 2356 | 260329.5184 | 2356 | 1041318.0736
2357 | 16277.4656 | 2357 | 65109.8623 | 2357 | 260550.5581 | 2357 | 1042202.2324
2358 | 16291.2805 | 2358 | 65165.1221 | 2358 | 260771.6916 | 2358 | 1043086.7664
2359 | 16305.1013 | 2359 | 65220.4053 | 2359 | 260992.9189 | 2359 | 1043971.6756
2360 | 16318.928 | 2360 | 65275.712 | 2360 | 261214.24 | 2360 | 1044856.96
2361 | 16332.7605 | 2361 | 65331.0421 | 2361 | 261435.6549 | 2361 | 1045742.6196
2362 | 16346.5989 | 2362 | 65386.3957 | 2362 | 261657.1636 | 2362 | 1046628.6544
2363 | 16360.4432 | 2363 | 65441.7727 | 2363 | 261878.7661 | 2363 | 1047515.0644
2364 | 16374.2933 | 2364 | 65497.1731 | 2364 | 262100.4624 | 2364 | 1048401.8496
2365 | 16388.1492 | 2365 | 65552.597 | 2365 | 262322.2525 | 2365 | 1049289.01
2366 | 16402.0111 | 2366 | 65608.0443 | 2366 | 262544.1364 | 2366 | 1050176.5456
2367 | 16415.8788 | 2367 | 65663.5151 | 2367 | 262766.1141 | 2367 | 1051064.4564
2368 | 16429.7523 | 2368 | 65719.0093 | 2368 | 262988.1856 | 2368 | 1051952.7424
2369 | 16443.6317 | 2369 | 65774.5269 | 2369 | 263210.3509 | 2369 | 1052841.4036
2370 | 16457.517 | 2370 | 65830.068 | 2370 | 263432.61 | 2370 | 1053730.44
2371 | 16471.4081 | 2371 | 65885.6325 | 2371 | 263654.9629 | 2371 | 1054619.8516
2372 | 16485.3051 | 2372 | 65941.2205 | 2372 | 263877.4096 | 2372 | 1055509.6384
2373 | 16499.208 | 2373 | 65996.8319 | 2373 | 264099.9501 | 2373 | 1056399.8004
2374 | 16513.1167 | 2374 | 66052.4667 | 2374 | 264322.5844 | 2374 | 1057290.3376
2375 | 16527.0312 | 2375 | 66108.125 | 2375 | 264545.3125 | 2375 | 1058181.25
2376 | 16540.9517 | 2376 | 66163.8067 | 2376 | 264768.1344 | 2376 | 1059072.5376
2377 | 16554.878 | 2377 | 66219.5119 | 2377 | 264991.0501 | 2377 | 1059964.2004
2378 | 16568.8101 | 2378 | 66275.2405 | 2378 | 265214.0596 | 2378 | 1060856.2384
2379 | 16582.7481 | 2379 | 66330.9925 | 2379 | 265437.1629 | 2379 | 1061748.6516
2380 | 16596.692 | 2380 | 66386.768 | 2380 | 265660.36 | 2380 | 1062641.44
2381 | 16610.6417 | 2381 | 66442.5669 | 2381 | 265883.6509 | 2381 | 1063534.6036
2382 | 16624.5973 | 2382 | 66498.3893 | 2382 | 266107.0356 | 2382 | 1064428.1424
2383 | 16638.5588 | 2383 | 66554.2351 | 2383 | 266330.5141 | 2383 | 1065322.0564
2384 | 16652.5261 | 2384 | 66610.1043 | 2384 | 266554.0864 | 2384 | 1066216.3456
2385 | 16666.4993 | 2385 | 66665.997 | 2385 | 266777.7525 | 2385 | 1067111.01
2386 | 16680.4783 | 2386 | 66721.9131 | 2386 | 267001.5124 | 2386 | 1068006.0496
2387 | 16694.4632 | 2387 | 66777.8527 | 2387 | 267225.3661 | 2387 | 1068901.4644
2388 | 16708.4539 | 2388 | 66833.8157 | 2388 | 267449.3136 | 2388 | 1069797.2544
2389 | 16722.4505 | 2389 | 66889.8021 | 2389 | 267673.3549 | 2389 | 1070693.4196
2390 | 16736.453 | 2390 | 66945.812 | 2390 | 267897.49 | 2390 | 1071589.96
2391 | 16750.4613 | 2391 | 67001.8453 | 2391 | 268121.7189 | 2391 | 1072486.8756
2392 | 16764.4755 | 2392 | 67057.9021 | 2392 | 268346.0416 | 2392 | 1073384.1664
2393 | 16778.4956 | 2393 | 67113.9823 | 2393 | 268570.4581 | 2393 | 1074281.8324
2394 | 16792.5215 | 2394 | 67170.0859 | 2394 | 268794.9684 | 2394 | 1075179.8736
2395 | 16806.5533 | 2395 | 67226.213 | 2395 | 269019.5725 | 2395 | 1076078.29
2396 | 16820.5909 | 2396 | 67282.3635 | 2396 | 269244.2704 | 2396 | 1076977.0816
2397 | 16834.6344 | 2397 | 67338.5375 | 2397 | 269469.0621 | 2397 | 1077876.2484
2398 | 16848.6837 | 2398 | 67394.7349 | 2398 | 269693.9476 | 2398 | 1078775.7904
2399 | 16862.7389 | 2399 | 67450.9557 | 2399 | 269918.9269 | 2399 | 1079675.7076
2400 | 16876.8 | 2400 | 67507.2 | 2400 | 270144 | 2400 | 1080576
2401 | 16890.8669 | 2401 | 67563.4677 | 2401 | 270369.1669 | 2401 | 1081476.6676
2402 | 16904.9397 | 2402 | 67619.7589 | 2402 | 270594.4276 | 2402 | 1082377.7104
2403 | 16919.0184 | 2403 | 67676.0735 | 2403 | 270819.7821 | 2403 | 1083279.1284
2404 | 16933.1029 | 2404 | 67732.4115 | 2404 | 271045.2304 | 2404 | 1084180.9216
2405 | 16947.1933 | 2405 | 67788.773 | 2405 | 271270.7725 | 2405 | 1085083.09
2406 | 16961.2895 | 2406 | 67845.1579 | 2406 | 271496.4084 | 2406 | 1085985.6336
2407 | 16975.3916 | 2407 | 67901.5663 | 2407 | 271722.1381 | 2407 | 1086888.5524
2408 | 16989.4995 | 2408 | 67957.9981 | 2408 | 271947.9616 | 2408 | 1087791.8464
2409 | 17003.6133 | 2409 | 68014.4533 | 2409 | 272173.8789 | 2409 | 1088695.5156
2410 | 17017.733 | 2410 | 68070.932 | 2410 | 272399.89 | 2410 | 1089599.56
2411 | 17031.8585 | 2411 | 68127.4341 | 2411 | 272625.9949 | 2411 | 1090503.9796
2412 | 17045.9899 | 2412 | 68183.9597 | 2412 | 272852.1936 | 2412 | 1091408.7744
2413 | 17060.1272 | 2413 | 68240.5087 | 2413 | 273078.4861 | 2413 | 1092313.9444
2414 | 17074.2703 | 2414 | 68297.0811 | 2414 | 273304.8724 | 2414 | 1093219.4896
2415 | 17088.4192 | 2415 | 68353.677 | 2415 | 273531.3525 | 2415 | 1094125.41
2416 | 17102.5741 | 2416 | 68410.2963 | 2416 | 273757.9264 | 2416 | 1095031.7056
2417 | 17116.7348 | 2417 | 68466.9391 | 2417 | 273984.5941 | 2417 | 1095938.3764
2418 | 17130.9013 | 2418 | 68523.6053 | 2418 | 274211.3556 | 2418 | 1096845.4224
2419 | 17145.0737 | 2419 | 68580.2949 | 2419 | 274438.2109 | 2419 | 1097752.8436
2420 | 17159.252 | 2420 | 68637.008 | 2420 | 274665.16 | 2420 | 1098660.64
2421 | 17173.4361 | 2421 | 68693.7445 | 2421 | 274892.2029 | 2421 | 1099568.8116
2422 | 17187.6261 | 2422 | 68750.5045 | 2422 | 275119.3396 | 2422 | 1100477.3584
2423 | 17201.822 | 2423 | 68807.2879 | 2423 | 275346.5701 | 2423 | 1101386.2804
2424 | 17216.0237 | 2424 | 68864.0947 | 2424 | 275573.8944 | 2424 | 1102295.5776
2425 | 17230.2313 | 2425 | 68920.925 | 2425 | 275801.3125 | 2425 | 1103205.25
2426 | 17244.4447 | 2426 | 68977.7787 | 2426 | 276028.8244 | 2426 | 1104115.2976
2427 | 17258.664 | 2427 | 69034.6559 | 2427 | 276256.4301 | 2427 | 1105025.7204
2428 | 17272.8891 | 2428 | 69091.5565 | 2428 | 276484.1296 | 2428 | 1105936.5184
2429 | 17287.1201 | 2429 | 69148.4805 | 2429 | 276711.9229 | 2429 | 1106847.6916
2430 | 17301.357 | 2430 | 69205.428 | 2430 | 276939.81 | 2430 | 1107759.24
2431 | 17315.5997 | 2431 | 69262.3989 | 2431 | 277167.7909 | 2431 | 1108671.1636
2432 | 17329.8483 | 2432 | 69319.3933 | 2432 | 277395.8656 | 2432 | 1109583.4624
2433 | 17344.1028 | 2433 | 69376.4111 | 2433 | 277624.0341 | 2433 | 1110496.1364
2434 | 17358.3631 | 2434 | 69433.4523 | 2434 | 277852.2964 | 2434 | 1111409.1856
2435 | 17372.6293 | 2435 | 69490.517 | 2435 | 278080.6525 | 2435 | 1112322.61
2436 | 17386.9013 | 2436 | 69547.6051 | 2436 | 278309.1024 | 2436 | 1113236.4096
2437 | 17401.1792 | 2437 | 69604.7167 | 2437 | 278537.6461 | 2437 | 1114150.5844
2438 | 17415.4629 | 2438 | 69661.8517 | 2438 | 278766.2836 | 2438 | 1115065.1344
2439 | 17429.7525 | 2439 | 69719.0101 | 2439 | 278995.0149 | 2439 | 1115980.0596
2440 | 17444.048 | 2440 | 69776.192 | 2440 | 279223.84 | 2440 | 1116895.36
2441 | 17458.3493 | 2441 | 69833.3973 | 2441 | 279452.7589 | 2441 | 1117811.0356
2442 | 17472.6565 | 2442 | 69890.6261 | 2442 | 279681.7716 | 2442 | 1118727.0864
2443 | 17486.9696 | 2443 | 69947.8783 | 2443 | 279910.8781 | 2443 | 1119643.5124
2444 | 17501.2885 | 2444 | 70005.1539 | 2444 | 280140.0784 | 2444 | 1120560.3136
2445 | 17515.6132 | 2445 | 70062.453 | 2445 | 280369.3725 | 2445 | 1121477.49
2446 | 17529.9439 | 2446 | 70119.7755 | 2446 | 280598.7604 | 2446 | 1122395.0416
2447 | 17544.2804 | 2447 | 70177.1215 | 2447 | 280828.2421 | 2447 | 1123312.9684
2448 | 17558.6227 | 2448 | 70234.4909 | 2448 | 281057.8176 | 2448 | 1124231.2704
2449 | 17572.9709 | 2449 | 70291.8837 | 2449 | 281287.4869 | 2449 | 1125149.9476
2450 | 17587.325 | 2450 | 70349.3 | 2450 | 281517.25 | 2450 | 1126069
2451 | 17601.6849 | 2451 | 70406.7397 | 2451 | 281747.1069 | 2451 | 1126988.4276
2452 | 17616.0507 | 2452 | 70464.2029 | 2452 | 281977.0576 | 2452 | 1127908.2304
2453 | 17630.4224 | 2453 | 70521.6895 | 2453 | 282207.1021 | 2453 | 1128828.4084
2454 | 17644.7999 | 2454 | 70579.1995 | 2454 | 282437.2404 | 2454 | 1129748.9616
2455 | 17659.1832 | 2455 | 70636.733 | 2455 | 282667.4725 | 2455 | 1130669.89
2456 | 17673.5725 | 2456 | 70694.2899 | 2456 | 282897.7984 | 2456 | 1131591.1936
2457 | 17687.9676 | 2457 | 70751.8703 | 2457 | 283128.2181 | 2457 | 1132512.8724
2458 | 17702.3685 | 2458 | 70809.4741 | 2458 | 283358.7316 | 2458 | 1133434.9264
2459 | 17716.7753 | 2459 | 70867.1013 | 2459 | 283589.3389 | 2459 | 1134357.3556
2460 | 17731.188 | 2460 | 70924.752 | 2460 | 283820.04 | 2460 | 1135280.16
2461 | 17745.6065 | 2461 | 70982.4261 | 2461 | 284050.8349 | 2461 | 1136203.3396
2462 | 17760.0309 | 2462 | 71040.1237 | 2462 | 284281.7236 | 2462 | 1137126.8944
2463 | 17774.4612 | 2463 | 71097.8447 | 2463 | 284512.7061 | 2463 | 1138050.8244
2464 | 17788.8973 | 2464 | 71155.5891 | 2464 | 284743.7824 | 2464 | 1138975.1296
2465 | 17803.3393 | 2465 | 71213.357 | 2465 | 284974.9525 | 2465 | 1139899.81
2466 | 17817.7871 | 2466 | 71271.1483 | 2466 | 285206.2164 | 2466 | 1140824.8656
2467 | 17832.2408 | 2467 | 71328.9631 | 2467 | 285437.5741 | 2467 | 1141750.2964
2468 | 17846.7003 | 2468 | 71386.8013 | 2468 | 285669.0256 | 2468 | 1142676.1024
2469 | 17861.1657 | 2469 | 71444.6629 | 2469 | 285900.5709 | 2469 | 1143602.2836
2470 | 17875.637 | 2470 | 71502.548 | 2470 | 286132.21 | 2470 | 1144528.84
2471 | 17890.1141 | 2471 | 71560.4565 | 2471 | 286363.9429 | 2471 | 1145455.7716
2472 | 17904.5971 | 2472 | 71618.3885 | 2472 | 286595.7696 | 2472 | 1146383.0784
2473 | 17919.086 | 2473 | 71676.3439 | 2473 | 286827.6901 | 2473 | 1147310.7604
2474 | 17933.5807 | 2474 | 71734.3227 | 2474 | 287059.7044 | 2474 | 1148238.8176
2475 | 17948.0812 | 2475 | 71792.325 | 2475 | 287291.8125 | 2475 | 1149167.25
2476 | 17962.5877 | 2476 | 71850.3507 | 2476 | 287524.0144 | 2476 | 1150096.0576
2477 | 17977.1 | 2477 | 71908.3999 | 2477 | 287756.3101 | 2477 | 1151025.2404
2478 | 17991.6181 | 2478 | 71966.4725 | 2478 | 287988.6996 | 2478 | 1151954.7984
2479 | 18006.1421 | 2479 | 72024.5685 | 2479 | 288221.1829 | 2479 | 1152884.7316
2480 | 18020.672 | 2480 | 72082.688 | 2480 | 288453.76 | 2480 | 1153815.04
2481 | 18035.2077 | 2481 | 72140.8309 | 2481 | 288686.4309 | 2481 | 1154745.7236
2482 | 18049.7493 | 2482 | 72198.9973 | 2482 | 288919.1956 | 2482 | 1155676.7824
2483 | 18064.2968 | 2483 | 72257.1871 | 2483 | 289152.0541 | 2483 | 1156608.2164
2484 | 18078.8501 | 2484 | 72315.4003 | 2484 | 289385.0064 | 2484 | 1157540.0256
2485 | 18093.4093 | 2485 | 72373.637 | 2485 | 289618.0525 | 2485 | 1158472.21
2486 | 18107.9743 | 2486 | 72431.8971 | 2486 | 289851.1924 | 2486 | 1159404.7696
2487 | 18122.5452 | 2487 | 72490.1807 | 2487 | 290084.4261 | 2487 | 1160337.7044
2488 | 18137.1219 | 2488 | 72548.4877 | 2488 | 290317.7536 | 2488 | 1161271.0144
2489 | 18151.7045 | 2489 | 72606.8181 | 2489 | 290551.1749 | 2489 | 1162204.6996
2490 | 18166.293 | 2490 | 72665.172 | 2490 | 290784.69 | 2490 | 1163138.76
2491 | 18180.8873 | 2491 | 72723.5493 | 2491 | 291018.2989 | 2491 | 1164073.1956
2492 | 18195.4875 | 2492 | 72781.9501 | 2492 | 291252.0016 | 2492 | 1165008.0064
2493 | 18210.0936 | 2493 | 72840.3743 | 2493 | 291485.7981 | 2493 | 1165943.1924
2494 | 18224.7055 | 2494 | 72898.8219 | 2494 | 291719.6884 | 2494 | 1166878.7536
2495 | 18239.3233 | 2495 | 72957.293 | 2495 | 291953.6725 | 2495 | 1167814.69
2496 | 18253.9469 | 2496 | 73015.7875 | 2496 | 292187.7504 | 2496 | 1168751.0016
2497 | 18268.5764 | 2497 | 73074.3055 | 2497 | 292421.9221 | 2497 | 1169687.6884
2498 | 18283.2117 | 2498 | 73132.8469 | 2498 | 292656.1876 | 2498 | 1170624.7504
2499 | 18297.8529 | 2499 | 73191.4117 | 2499 | 292890.5469 | 2499 | 1171562.1876
2500 | 18312.5 | 2500 | 73250 | 2500 | 293125 | 2500 | 1172500
2501 | 18327.1529 | 2501 | 73308.6117 | 2501 | 293359.5469 | 2501 | 1173438.1876
2502 | 18341.8117 | 2502 | 73367.2469 | 2502 | 293594.1876 | 2502 | 1174376.7504
2503 | 18356.4764 | 2503 | 73425.9055 | 2503 | 293828.9221 | 2503 | 1175315.6884
2504 | 18371.1469 | 2504 | 73484.5875 | 2504 | 294063.7504 | 2504 | 1176255.0016
2505 | 18385.8233 | 2505 | 73543.293 | 2505 | 294298.6725 | 2505 | 1177194.69
2506 | 18400.5055 | 2506 | 73602.0219 | 2506 | 294533.6884 | 2506 | 1178134.7536
2507 | 18415.1936 | 2507 | 73660.7743 | 2507 | 294768.7981 | 2507 | 1179075.1924
2508 | 18429.8875 | 2508 | 73719.5501 | 2508 | 295004.0016 | 2508 | 1180016.0064
2509 | 18444.5873 | 2509 | 73778.3493 | 2509 | 295239.2989 | 2509 | 1180957.1956
2510 | 18459.293 | 2510 | 73837.172 | 2510 | 295474.69 | 2510 | 1181898.76
2511 | 18474.0045 | 2511 | 73896.0181 | 2511 | 295710.1749 | 2511 | 1182840.6996
2512 | 18488.7219 | 2512 | 73954.8877 | 2512 | 295945.7536 | 2512 | 1183783.0144
2513 | 18503.4452 | 2513 | 74013.7807 | 2513 | 296181.4261 | 2513 | 1184725.7044
2514 | 18518.1743 | 2514 | 74072.6971 | 2514 | 296417.1924 | 2514 | 1185668.7696
2515 | 18532.9093 | 2515 | 74131.637 | 2515 | 296653.0525 | 2515 | 1186612.21
2516 | 18547.6501 | 2516 | 74190.6003 | 2516 | 296889.0064 | 2516 | 1187556.0256
2517 | 18562.3968 | 2517 | 74249.5871 | 2517 | 297125.0541 | 2517 | 1188500.2164
2518 | 18577.1493 | 2518 | 74308.5973 | 2518 | 297361.1956 | 2518 | 1189444.7824
2519 | 18591.9077 | 2519 | 74367.6309 | 2519 | 297597.4309 | 2519 | 1190389.7236
2520 | 18606.672 | 2520 | 74426.688 | 2520 | 297833.76 | 2520 | 1191335.04
2521 | 18621.4421 | 2521 | 74485.7685 | 2521 | 298070.1829 | 2521 | 1192280.7316
2522 | 18636.2181 | 2522 | 74544.8725 | 2522 | 298306.6996 | 2522 | 1193226.7984
2523 | 18651 | 2523 | 74603.9999 | 2523 | 298543.3101 | 2523 | 1194173.2404
2524 | 18665.7877 | 2524 | 74663.1507 | 2524 | 298780.0144 | 2524 | 1195120.0576
2525 | 18680.5812 | 2525 | 74722.325 | 2525 | 299016.8125 | 2525 | 1196067.25
2526 | 18695.3807 | 2526 | 74781.5227 | 2526 | 299253.7044 | 2526 | 1197014.8176
2527 | 18710.186 | 2527 | 74840.7439 | 2527 | 299490.6901 | 2527 | 1197962.7604
2528 | 18724.9971 | 2528 | 74899.9885 | 2528 | 299727.7696 | 2528 | 1198911.0784
2529 | 18739.8141 | 2529 | 74959.2565 | 2529 | 299964.9429 | 2529 | 1199859.7716
2530 | 18754.637 | 2530 | 75018.548 | 2530 | 300202.21 | 2530 | 1200808.84
2531 | 18769.4657 | 2531 | 75077.8629 | 2531 | 300439.5709 | 2531 | 1201758.2836
2532 | 18784.3003 | 2532 | 75137.2013 | 2532 | 300677.0256 | 2532 | 1202708.1024
2533 | 18799.1408 | 2533 | 75196.5631 | 2533 | 300914.5741 | 2533 | 1203658.2964
2534 | 18813.9871 | 2534 | 75255.9483 | 2534 | 301152.2164 | 2534 | 1204608.8656
2535 | 18828.8393 | 2535 | 75315.357 | 2535 | 301389.9525 | 2535 | 1205559.81
2536 | 18843.6973 | 2536 | 75374.7891 | 2536 | 301627.7824 | 2536 | 1206511.1296
2537 | 18858.5612 | 2537 | 75434.2447 | 2537 | 301865.7061 | 2537 | 1207462.8244
2538 | 18873.4309 | 2538 | 75493.7237 | 2538 | 302103.7236 | 2538 | 1208414.8944
2539 | 18888.3065 | 2539 | 75553.2261 | 2539 | 302341.8349 | 2539 | 1209367.3396
2540 | 18903.188 | 2540 | 75612.752 | 2540 | 302580.04 | 2540 | 1210320.16
2541 | 18918.0753 | 2541 | 75672.3013 | 2541 | 302818.3389 | 2541 | 1211273.3556
2542 | 18932.9685 | 2542 | 75731.8741 | 2542 | 303056.7316 | 2542 | 1212226.9264
2543 | 18947.8676 | 2543 | 75791.4703 | 2543 | 303295.2181 | 2543 | 1213180.8724
2544 | 18962.7725 | 2544 | 75851.0899 | 2544 | 303533.7984 | 2544 | 1214135.1936
2545 | 18977.6832 | 2545 | 75910.733 | 2545 | 303772.4725 | 2545 | 1215089.89
2546 | 18992.5999 | 2546 | 75970.3995 | 2546 | 304011.2404 | 2546 | 1216044.9616
2547 | 19007.5224 | 2547 | 76030.0895 | 2547 | 304250.1021 | 2547 | 1217000.4084
2548 | 19022.4507 | 2548 | 76089.8029 | 2548 | 304489.0576 | 2548 | 1217956.2304
2549 | 19037.3849 | 2549 | 76149.5397 | 2549 | 304728.1069 | 2549 | 1218912.4276
2550 | 19052.325 | 2550 | 76209.3 | 2550 | 304967.25 | 2550 | 1219869
2551 | 19067.2709 | 2551 | 76269.0837 | 2551 | 305206.4869 | 2551 | 1220825.9476
2552 | 19082.2227 | 2552 | 76328.8909 | 2552 | 305445.8176 | 2552 | 1221783.2704
2553 | 19097.1804 | 2553 | 76388.7215 | 2553 | 305685.2421 | 2553 | 1222740.9684
2554 | 19112.1439 | 2554 | 76448.5755 | 2554 | 305924.7604 | 2554 | 1223699.0416
2555 | 19127.1132 | 2555 | 76508.453 | 2555 | 306164.3725 | 2555 | 1224657.49
2556 | 19142.0885 | 2556 | 76568.3539 | 2556 | 306404.0784 | 2556 | 1225616.3136
2557 | 19157.0696 | 2557 | 76628.2783 | 2557 | 306643.8781 | 2557 | 1226575.5124
2558 | 19172.0565 | 2558 | 76688.2261 | 2558 | 306883.7716 | 2558 | 1227535.0864
2559 | 19187.0493 | 2559 | 76748.1973 | 2559 | 307123.7589 | 2559 | 1228495.0356
2560 | 19202.048 | 2560 | 76808.192 | 2560 | 307363.84 | 2560 | 1229455.36
2561 | 19217.0525 | 2561 | 76868.2101 | 2561 | 307604.0149 | 2561 | 1230416.0596
2562 | 19232.0629 | 2562 | 76928.2517 | 2562 | 307844.2836 | 2562 | 1231377.1344
2563 | 19247.0792 | 2563 | 76988.3167 | 2563 | 308084.6461 | 2563 | 1232338.5844
2564 | 19262.1013 | 2564 | 77048.4051 | 2564 | 308325.1024 | 2564 | 1233300.4096
2565 | 19277.1293 | 2565 | 77108.517 | 2565 | 308565.6525 | 2565 | 1234262.61
2566 | 19292.1631 | 2566 | 77168.6523 | 2566 | 308806.2964 | 2566 | 1235225.1856
2567 | 19307.2028 | 2567 | 77228.8111 | 2567 | 309047.0341 | 2567 | 1236188.1364
2568 | 19322.2483 | 2568 | 77288.9933 | 2568 | 309287.8656 | 2568 | 1237151.4624
2569 | 19337.2997 | 2569 | 77349.1989 | 2569 | 309528.7909 | 2569 | 1238115.1636
2570 | 19352.357 | 2570 | 77409.428 | 2570 | 309769.81 | 2570 | 1239079.24
2571 | 19367.4201 | 2571 | 77469.6805 | 2571 | 310010.9229 | 2571 | 1240043.6916
2572 | 19382.4891 | 2572 | 77529.9565 | 2572 | 310252.1296 | 2572 | 1241008.5184
2573 | 19397.564 | 2573 | 77590.2559 | 2573 | 310493.4301 | 2573 | 1241973.7204
2574 | 19412.6447 | 2574 | 77650.5787 | 2574 | 310734.8244 | 2574 | 1242939.2976
2575 | 19427.7313 | 2575 | 77710.925 | 2575 | 310976.3125 | 2575 | 1243905.25
2576 | 19442.8237 | 2576 | 77771.2947 | 2576 | 311217.8944 | 2576 | 1244871.5776
2577 | 19457.922 | 2577 | 77831.6879 | 2577 | 311459.5701 | 2577 | 1245838.2804
2578 | 19473.0261 | 2578 | 77892.1045 | 2578 | 311701.3396 | 2578 | 1246805.3584
2579 | 19488.1361 | 2579 | 77952.5445 | 2579 | 311943.2029 | 2579 | 1247772.8116
2580 | 19503.252 | 2580 | 78013.008 | 2580 | 312185.16 | 2580 | 1248740.64
2581 | 19518.3737 | 2581 | 78073.4949 | 2581 | 312427.2109 | 2581 | 1249708.8436
2582 | 19533.5013 | 2582 | 78134.0053 | 2582 | 312669.3556 | 2582 | 1250677.4224
2583 | 19548.6348 | 2583 | 78194.5391 | 2583 | 312911.5941 | 2583 | 1251646.3764
2584 | 19563.7741 | 2584 | 78255.0963 | 2584 | 313153.9264 | 2584 | 1252615.7056
2585 | 19578.9192 | 2585 | 78315.677 | 2585 | 313396.3525 | 2585 | 1253585.41
2586 | 19594.0703 | 2586 | 78376.2811 | 2586 | 313638.8724 | 2586 | 1254555.4896
2587 | 19609.2272 | 2587 | 78436.9087 | 2587 | 313881.4861 | 2587 | 1255525.9444
2588 | 19624.3899 | 2588 | 78497.5597 | 2588 | 314124.1936 | 2588 | 1256496.7744
2589 | 19639.5585 | 2589 | 78558.2341 | 2589 | 314366.9949 | 2589 | 1257467.9796
2590 | 19654.733 | 2590 | 78618.932 | 2590 | 314609.89 | 2590 | 1258439.56
2591 | 19669.9133 | 2591 | 78679.6533 | 2591 | 314852.8789 | 2591 | 1259411.5156
2592 | 19685.0995 | 2592 | 78740.3981 | 2592 | 315095.9616 | 2592 | 1260383.8464
2593 | 19700.2916 | 2593 | 78801.1663 | 2593 | 315339.1381 | 2593 | 1261356.5524
2594 | 19715.4895 | 2594 | 78861.9579 | 2594 | 315582.4084 | 2594 | 1262329.6336
2595 | 19730.6933 | 2595 | 78922.773 | 2595 | 315825.7725 | 2595 | 1263303.09
2596 | 19745.9029 | 2596 | 78983.6115 | 2596 | 316069.2304 | 2596 | 1264276.9216
2597 | 19761.1184 | 2597 | 79044.4735 | 2597 | 316312.7821 | 2597 | 1265251.1284
2598 | 19776.3397 | 2598 | 79105.3589 | 2598 | 316556.4276 | 2598 | 1266225.7104
2599 | 19791.5669 | 2599 | 79166.2677 | 2599 | 316800.1669 | 2599 | 1267200.6676
2600 | 19806.8 | 2600 | 79227.2 | 2600 | 317044 | 2600 | 1268176
2601 | 19822.0389 | 2601 | 79288.1557 | 2601 | 317287.9269 | 2601 | 1269151.7076
2602 | 19837.2837 | 2602 | 79349.1349 | 2602 | 317531.9476 | 2602 | 1270127.7904
2603 | 19852.5344 | 2603 | 79410.1375 | 2603 | 317776.0621 | 2603 | 1271104.2484
2604 | 19867.7909 | 2604 | 79471.1635 | 2604 | 318020.2704 | 2604 | 1272081.0816
2605 | 19883.0533 | 2605 | 79532.213 | 2605 | 318264.5725 | 2605 | 1273058.29
2606 | 19898.3215 | 2606 | 79593.2859 | 2606 | 318508.9684 | 2606 | 1274035.8736
2607 | 19913.5956 | 2607 | 79654.3823 | 2607 | 318753.4581 | 2607 | 1275013.8324
2608 | 19928.8755 | 2608 | 79715.5021 | 2608 | 318998.0416 | 2608 | 1275992.1664
2609 | 19944.1613 | 2609 | 79776.6453 | 2609 | 319242.7189 | 2609 | 1276970.8756
2610 | 19959.453 | 2610 | 79837.812 | 2610 | 319487.49 | 2610 | 1277949.96
2611 | 19974.7505 | 2611 | 79899.0021 | 2611 | 319732.3549 | 2611 | 1278929.4196
2612 | 19990.0539 | 2612 | 79960.2157 | 2612 | 319977.3136 | 2612 | 1279909.2544
2613 | 20005.3632 | 2613 | 80021.4527 | 2613 | 320222.3661 | 2613 | 1280889.4644
2614 | 20020.6783 | 2614 | 80082.7131 | 2614 | 320467.5124 | 2614 | 1281870.0496
2615 | 20035.9993 | 2615 | 80143.997 | 2615 | 320712.7525 | 2615 | 1282851.01
2616 | 20051.3261 | 2616 | 80205.3043 | 2616 | 320958.0864 | 2616 | 1283832.3456
2617 | 20066.6588 | 2617 | 80266.6351 | 2617 | 321203.5141 | 2617 | 1284814.0564
2618 | 20081.9973 | 2618 | 80327.9893 | 2618 | 321449.0356 | 2618 | 1285796.1424
2619 | 20097.3417 | 2619 | 80389.3669 | 2619 | 321694.6509 | 2619 | 1286778.6036
2620 | 20112.692 | 2620 | 80450.768 | 2620 | 321940.36 | 2620 | 1287761.44
2621 | 20128.0481 | 2621 | 80512.1925 | 2621 | 322186.1629 | 2621 | 1288744.6516
2622 | 20143.4101 | 2622 | 80573.6405 | 2622 | 322432.0596 | 2622 | 1289728.2384
2623 | 20158.778 | 2623 | 80635.1119 | 2623 | 322678.0501 | 2623 | 1290712.2004
2624 | 20174.1517 | 2624 | 80696.6067 | 2624 | 322924.1344 | 2624 | 1291696.5376
2625 | 20189.5312 | 2625 | 80758.125 | 2625 | 323170.3125 | 2625 | 1292681.25
2626 | 20204.9167 | 2626 | 80819.6667 | 2626 | 323416.5844 | 2626 | 1293666.3376
2627 | 20220.308 | 2627 | 80881.2319 | 2627 | 323662.9501 | 2627 | 1294651.8004
2628 | 20235.7051 | 2628 | 80942.8205 | 2628 | 323909.4096 | 2628 | 1295637.6384
2629 | 20251.1081 | 2629 | 81004.4325 | 2629 | 324155.9629 | 2629 | 1296623.8516
2630 | 20266.517 | 2630 | 81066.068 | 2630 | 324402.61 | 2630 | 1297610.44
2631 | 20281.9317 | 2631 | 81127.7269 | 2631 | 324649.3509 | 2631 | 1298597.4036
2632 | 20297.3523 | 2632 | 81189.4093 | 2632 | 324896.1856 | 2632 | 1299584.7424
2633 | 20312.7788 | 2633 | 81251.1151 | 2633 | 325143.1141 | 2633 | 1300572.4564
2634 | 20328.2111 | 2634 | 81312.8443 | 2634 | 325390.1364 | 2634 | 1301560.5456
2635 | 20343.6492 | 2635 | 81374.597 | 2635 | 325637.2525 | 2635 | 1302549.01
2636 | 20359.0933 | 2636 | 81436.3731 | 2636 | 325884.4624 | 2636 | 1303537.8496
2637 | 20374.5432 | 2637 | 81498.1727 | 2637 | 326131.7661 | 2637 | 1304527.0644
2638 | 20389.9989 | 2638 | 81559.9957 | 2638 | 326379.1636 | 2638 | 1305516.6544
2639 | 20405.4605 | 2639 | 81621.8421 | 2639 | 326626.6549 | 2639 | 1306506.6196
2640 | 20420.928 | 2640 | 81683.712 | 2640 | 326874.24 | 2640 | 1307496.96
2641 | 20436.4013 | 2641 | 81745.6053 | 2641 | 327121.9189 | 2641 | 1308487.6756
2642 | 20451.8805 | 2642 | 81807.5221 | 2642 | 327369.6916 | 2642 | 1309478.7664
2643 | 20467.3656 | 2643 | 81869.4623 | 2643 | 327617.5581 | 2643 | 1310470.2324
2644 | 20482.8565 | 2644 | 81931.4259 | 2644 | 327865.5184 | 2644 | 1311462.0736
2645 | 20498.3533 | 2645 | 81993.413 | 2645 | 328113.5725 | 2645 | 1312454.29
2646 | 20513.8559 | 2646 | 82055.4235 | 2646 | 328361.7204 | 2646 | 1313446.8816
2647 | 20529.3644 | 2647 | 82117.4575 | 2647 | 328609.9621 | 2647 | 1314439.8484
2648 | 20544.8787 | 2648 | 82179.5149 | 2648 | 328858.2976 | 2648 | 1315433.1904
2649 | 20560.3989 | 2649 | 82241.5957 | 2649 | 329106.7269 | 2649 | 1316426.9076
2650 | 20575.925 | 2650 | 82303.7 | 2650 | 329355.25 | 2650 | 1317421
2651 | 20591.4569 | 2651 | 82365.8277 | 2651 | 329603.8669 | 2651 | 1318415.4676
2652 | 20606.9947 | 2652 | 82427.9789 | 2652 | 329852.5776 | 2652 | 1319410.3104
2653 | 20622.5384 | 2653 | 82490.1535 | 2653 | 330101.3821 | 2653 | 1320405.5284
2654 | 20638.0879 | 2654 | 82552.3515 | 2654 | 330350.2804 | 2654 | 1321401.1216
2655 | 20653.6433 | 2655 | 82614.573 | 2655 | 330599.2725 | 2655 | 1322397.09
2656 | 20669.2045 | 2656 | 82676.8179 | 2656 | 330848.3584 | 2656 | 1323393.4336
2657 | 20684.7716 | 2657 | 82739.0863 | 2657 | 331097.5381 | 2657 | 1324390.1524
2658 | 20700.3445 | 2658 | 82801.3781 | 2658 | 331346.8116 | 2658 | 1325387.2464
2659 | 20715.9233 | 2659 | 82863.6933 | 2659 | 331596.1789 | 2659 | 1326384.7156
2660 | 20731.508 | 2660 | 82926.032 | 2660 | 331845.64 | 2660 | 1327382.56
2661 | 20747.0985 | 2661 | 82988.3941 | 2661 | 332095.1949 | 2661 | 1328380.7796
2662 | 20762.6949 | 2662 | 83050.7797 | 2662 | 332344.8436 | 2662 | 1329379.3744
2663 | 20778.2972 | 2663 | 83113.1887 | 2663 | 332594.5861 | 2663 | 1330378.3444
2664 | 20793.9053 | 2664 | 83175.6211 | 2664 | 332844.4224 | 2664 | 1331377.6896
2665 | 20809.5193 | 2665 | 83238.077 | 2665 | 333094.3525 | 2665 | 1332377.41
2666 | 20825.1391 | 2666 | 83300.5563 | 2666 | 333344.3764 | 2666 | 1333377.5056
2667 | 20840.7648 | 2667 | 83363.0591 | 2667 | 333594.4941 | 2667 | 1334377.9764
2668 | 20856.3963 | 2668 | 83425.5853 | 2668 | 333844.7056 | 2668 | 1335378.8224
2669 | 20872.0337 | 2669 | 83488.1349 | 2669 | 334095.0109 | 2669 | 1336380.0436
2670 | 20887.677 | 2670 | 83550.708 | 2670 | 334345.41 | 2670 | 1337381.64
2671 | 20903.3261 | 2671 | 83613.3045 | 2671 | 334595.9029 | 2671 | 1338383.6116
2672 | 20918.9811 | 2672 | 83675.9245 | 2672 | 334846.4896 | 2672 | 1339385.9584
2673 | 20934.642 | 2673 | 83738.5679 | 2673 | 335097.1701 | 2673 | 1340388.6804
2674 | 20950.3087 | 2674 | 83801.2347 | 2674 | 335347.9444 | 2674 | 1341391.7776
2675 | 20965.9813 | 2675 | 83863.925 | 2675 | 335598.8125 | 2675 | 1342395.25
2676 | 20981.6597 | 2676 | 83926.6387 | 2676 | 335849.7744 | 2676 | 1343399.0976
2677 | 20997.344 | 2677 | 83989.3759 | 2677 | 336100.8301 | 2677 | 1344403.3204
2678 | 21013.0341 | 2678 | 84052.1365 | 2678 | 336351.9796 | 2678 | 1345407.9184
2679 | 21028.7301 | 2679 | 84114.9205 | 2679 | 336603.2229 | 2679 | 1346412.8916
2680 | 21044.432 | 2680 | 84177.728 | 2680 | 336854.56 | 2680 | 1347418.24
2681 | 21060.1397 | 2681 | 84240.5589 | 2681 | 337105.9909 | 2681 | 1348423.9636
2682 | 21075.8533 | 2682 | 84303.4133 | 2682 | 337357.5156 | 2682 | 1349430.0624
2683 | 21091.5728 | 2683 | 84366.2911 | 2683 | 337609.1341 | 2683 | 1350436.5364
2684 | 21107.2981 | 2684 | 84429.1923 | 2684 | 337860.8464 | 2684 | 1351443.3856
2685 | 21123.0292 | 2685 | 84492.117 | 2685 | 338112.6525 | 2685 | 1352450.61
2686 | 21138.7663 | 2686 | 84555.0651 | 2686 | 338364.5524 | 2686 | 1353458.2096
2687 | 21154.5092 | 2687 | 84618.0367 | 2687 | 338616.5461 | 2687 | 1354466.1844
2688 | 21170.2579 | 2688 | 84681.0317 | 2688 | 338868.6336 | 2688 | 1355474.5344
2689 | 21186.0125 | 2689 | 84744.0501 | 2689 | 339120.8149 | 2689 | 1356483.2596
2690 | 21201.773 | 2690 | 84807.092 | 2690 | 339373.09 | 2690 | 1357492.36
2691 | 21217.5393 | 2691 | 84870.1573 | 2691 | 339625.4589 | 2691 | 1358501.8356
2692 | 21233.3115 | 2692 | 84933.2461 | 2692 | 339877.9216 | 2692 | 1359511.6864
2693 | 21249.0896 | 2693 | 84996.3583 | 2693 | 340130.4781 | 2693 | 1360521.9124
2694 | 21264.8735 | 2694 | 85059.4939 | 2694 | 340383.1284 | 2694 | 1361532.5136
2695 | 21280.6633 | 2695 | 85122.653 | 2695 | 340635.8725 | 2695 | 1362543.49
2696 | 21296.4589 | 2696 | 85185.8355 | 2696 | 340888.7104 | 2696 | 1363554.8416
2697 | 21312.2604 | 2697 | 85249.0415 | 2697 | 341141.6421 | 2697 | 1364566.5684
2698 | 21328.0677 | 2698 | 85312.2709 | 2698 | 341394.6676 | 2698 | 1365578.6704
2699 | 21343.8809 | 2699 | 85375.5237 | 2699 | 341647.7869 | 2699 | 1366591.1476
2700 | 21359.7 | 2700 | 85438.8 | 2700 | 341901 | 2700 | 1367604